{"text_format":"1","workbook":"xlsx","n_sheets":105,"sheets":["QUAL2K","Time Zones","Headwater","Downstream","Reach","Reach Rates","Air Temperature","Dew Point Temperature","Wind Speed","Cloud Cover","Shade","Rates","Light and Heat","Diffuse Sources","Point Sources","Hydraulics Data","Temperature Data","WQ Data","WQ Data Min","WQ Data Max","Diel Data","MultiDiel Data","Source Summary","Hydraulics Summary","Temperature Output","WQ Output","WQ Min","WQ Max","Sediment Fluxes","Diel Output","Travel Time","Flow","Velocity","Depth","Reaeration","Temperature","Conductivity","ISS","Dissolved Oxygen","Detritus","CBOD slow","CBOD fast","CBODu","Organic N","NH4","NO3","Organic P","Inorganic P","Phytoplankton","QNp","Bot Algae","QPp","QNb","Alkalinity","QPb","Constituent i","Constituent ii","Constituent iii","pH","Pathogens","NH3","Total N","Total P","TKN","TSS","SOD","CH4 Sed Flux","NH4 Sed Flux","NO3 Sed Flux","Inorganic P Sed Flux","Temp Diel","DO Diel","pH Diel","Alk Diel","Constituent i Diel","Constituent ii Diel","Constituent iii Diel","Cond Diel","TSS Diel","ISS Diel","Detritus Diel","TN Diel","Norg Diel","NH4 Diel","NO3 Diel","NH3 Diel","TP Diel","TKN Diel","Porg Diel","Inorganic P Diel","Phyto Diel","QNp Diel","QPp Diel","Bot Algae Diel","Bot Algae Internal","Pathogens Diel","Solar Diel","Hydraulics Plot Data","Temperature Plot Data","WQ Plot Data","WQMin Plot Data","WQMax Plot Data","Sediment Flux Plot Data","Plot Summary","Read Me"],"not_rendered":{"charts":134,"images":2,"macros":1,"external_links":0,"defined_names":17,"comments":9,"pivot_tables":0},"unopened":[{"sheet":"Travel Time","index":30,"reason":"not_a_worksheet"},{"sheet":"Flow","index":31,"reason":"not_a_worksheet"},{"sheet":"Velocity","index":32,"reason":"not_a_worksheet"},{"sheet":"Depth","index":33,"reason":"not_a_worksheet"},{"sheet":"Reaeration","index":34,"reason":"not_a_worksheet"},{"sheet":"Temperature","index":35,"reason":"not_a_worksheet"},{"sheet":"Conductivity","index":36,"reason":"not_a_worksheet"},{"sheet":"ISS","index":37,"reason":"not_a_worksheet"},{"sheet":"Dissolved Oxygen","index":38,"reason":"not_a_worksheet"},{"sheet":"Detritus","index":39,"reason":"not_a_worksheet"},{"sheet":"CBOD slow","index":40,"reason":"not_a_worksheet"},{"sheet":"CBOD fast","index":41,"reason":"not_a_worksheet"},{"sheet":"CBODu","index":42,"reason":"not_a_worksheet"},{"sheet":"Organic N","index":43,"reason":"not_a_worksheet"},{"sheet":"NH4","index":44,"reason":"not_a_worksheet"},{"sheet":"NO3","index":45,"reason":"not_a_worksheet"},{"sheet":"Organic P","index":46,"reason":"not_a_worksheet"},{"sheet":"Inorganic P","index":47,"reason":"not_a_worksheet"},{"sheet":"Phytoplankton","index":48,"reason":"not_a_worksheet"},{"sheet":"QNp","index":49,"reason":"not_a_worksheet"},{"sheet":"Bot Algae","index":50,"reason":"not_a_worksheet"},{"sheet":"QPp","index":51,"reason":"not_a_worksheet"},{"sheet":"QNb","index":52,"reason":"not_a_worksheet"},{"sheet":"Alkalinity","index":53,"reason":"not_a_worksheet"},{"sheet":"QPb","index":54,"reason":"not_a_worksheet"},{"sheet":"Constituent i","index":55,"reason":"not_a_worksheet"},{"sheet":"Constituent ii","index":56,"reason":"not_a_worksheet"},{"sheet":"Constituent iii","index":57,"reason":"not_a_worksheet"},{"sheet":"pH","index":58,"reason":"not_a_worksheet"},{"sheet":"Pathogens","index":59,"reason":"not_a_worksheet"},{"sheet":"NH3","index":60,"reason":"not_a_worksheet"},{"sheet":"Total N","index":61,"reason":"not_a_worksheet"},{"sheet":"Total P","index":62,"reason":"not_a_worksheet"},{"sheet":"TKN","index":63,"reason":"not_a_worksheet"},{"sheet":"TSS","index":64,"reason":"not_a_worksheet"},{"sheet":"SOD","index":65,"reason":"not_a_worksheet"},{"sheet":"CH4 Sed Flux","index":66,"reason":"not_a_worksheet"},{"sheet":"NH4 Sed Flux","index":67,"reason":"not_a_worksheet"},{"sheet":"NO3 Sed Flux","index":68,"reason":"not_a_worksheet"},{"sheet":"Inorganic P Sed Flux","index":69,"reason":"not_a_worksheet"},{"sheet":"Temp Diel","index":70,"reason":"not_a_worksheet"},{"sheet":"DO Diel","index":71,"reason":"not_a_worksheet"},{"sheet":"pH Diel","index":72,"reason":"not_a_worksheet"},{"sheet":"Alk Diel","index":73,"reason":"not_a_worksheet"},{"sheet":"Constituent i Diel","index":74,"reason":"not_a_worksheet"},{"sheet":"Constituent ii Diel","index":75,"reason":"not_a_worksheet"},{"sheet":"Constituent iii Diel","index":76,"reason":"not_a_worksheet"},{"sheet":"Cond Diel","index":77,"reason":"not_a_worksheet"},{"sheet":"TSS Diel","index":78,"reason":"not_a_worksheet"},{"sheet":"ISS Diel","index":79,"reason":"not_a_worksheet"},{"sheet":"Detritus Diel","index":80,"reason":"not_a_worksheet"},{"sheet":"TN Diel","index":81,"reason":"not_a_worksheet"},{"sheet":"Norg Diel","index":82,"reason":"not_a_worksheet"},{"sheet":"NH4 Diel","index":83,"reason":"not_a_worksheet"},{"sheet":"NO3 Diel","index":84,"reason":"not_a_worksheet"},{"sheet":"NH3 Diel","index":85,"reason":"not_a_worksheet"},{"sheet":"TP Diel","index":86,"reason":"not_a_worksheet"},{"sheet":"TKN Diel","index":87,"reason":"not_a_worksheet"},{"sheet":"Porg Diel","index":88,"reason":"not_a_worksheet"},{"sheet":"Inorganic P Diel","index":89,"reason":"not_a_worksheet"},{"sheet":"Phyto Diel","index":90,"reason":"not_a_worksheet"},{"sheet":"QNp Diel","index":91,"reason":"not_a_worksheet"},{"sheet":"QPp Diel","index":92,"reason":"not_a_worksheet"},{"sheet":"Bot Algae Diel","index":93,"reason":"not_a_worksheet"},{"sheet":"Bot Algae Internal","index":94,"reason":"not_a_worksheet"},{"sheet":"Pathogens Diel","index":95,"reason":"not_a_worksheet"},{"sheet":"Solar Diel","index":96,"reason":"not_a_worksheet"}],"bounds":{"document_bytes":16777216,"sheet_cells":100000,"rows_first":2000,"rows_last":500,"rows_between":2000,"halvings":0,"cell_chars":16384,"cell_head_chars":4096},"cells_cut":0,"cells_raw":0,"read":"whole","date_system":"1900"}

{"sheet":"QUAL2K","index":0,"n_rows":65520,"n_cols":248,"rows_kept":65520,"cut":false,"hidden":false,"merged":[]}
["QUAL2K FORTRAN"]
["Stream Water Quality Model"]
["Steve Chapra, Hua Tao and Greg Pelletier"]
["Version 2.12b1"]
[]
[]
["System ID:"]
["River name","Lick Creek"]
["Saved file name","2021 05 20 Lick Creek 8 mgd FINAL"]
["Directory where file saved","G:\\QUAL2K\\DataFiles"]
["Month",8]
["Day",18]
["Year",2019]
["Local time hours to UTC",-6]
["Daylight savings time","Yes"]
["Calculation:"]
["Calculation step",0.10000000000000009,"hours"]
["Final time",30,"day"]
["Solution method (integration)","Runge-Kutta"]
["Solution method (pH)","Brent"]
["Time zone","Central Standard Time"]
["Program determined calc step",9.375E-2,"hours"]
["Time of last calculation",0.43802083333333336,"minutes"]
["Time of sunrise","06:07:45.653"]
["Time of solar noon","12:50:38.697"]
["Time of sunset","19:32:57.807"]
["Photoperiod",13.42004279026729,"hours"]
[]
[]
[]
[]
[]
[]
[]
[]
[]
[]
[]
[]
[]
[]
[]
[]
[]
[]
[]
[]
[]
[]
[]
[]
[]
[]
[]
[]
[]
[]
[]
[]
[]
[]
[]
[]
[]
[]
[]
[]
[]
[]
[]
[]
[]
[]
[]
[]
[]
[]
[]
[]
[]
[]
[]
[]
[]
[]
[]
[]
[]
[]
[]
[]
[]
[]
[]
[]
[]
[]
[]
[]
[]
[]
[]
[]
[]
[]
[]
[]
[]
[]
[]
[]
[]
[]
[]
[]
[]
[]
[]
[]
[]
[]
[]
[]
[]
[]
[]
[]
[]
[]
[]
[]
[]
[]
[]
[]
[]
[]
[]
[]
[]
[]
[]
[]
[]
[]
[]
[]
[]
[]
[]
[]
[]
[]
[]
[]
[]
[]
[]
[]
[]
[]
[]
[]
[]
[]
[]
[]
[]
[]
[]
[]
[]
[]
[]
[]
[]
[]
[]
[]
[]
[]
[]
[]
[]
[]
[]
[]
[]
[]
[]
[]
[]
[]
[]
[]
[]
[]
[]
[]
[]
[]
[]
[]
[]
[]
[]
[]
[]
[]
[]
[]
[]
[]
[]
[]
[]
[]
[]
[]
[]
[]
[]
[]
[]
[]
[]
[]
[]
[]
[]
[]
[]
[]
[]
[]
[]
[]
[]
[]
[]
[]
[]
[]
[]
[]
[]
[]
[]
[]
[]
[]
[]
[]
[]
[]
[]
[]
[]
[]
[]
[]
[]
[]
[]
[]
[]
[]
[]
[]
[]
[]
[]
[]
[]
[]
[]
[]
[]
[]
[]
[]
[]
[]
[]
[]
[]
[]
[]
[]
[]
[]
[]
[]
[]
[]
[]
[]
[]
[]
[]
[]
[]
[]
[]
[]
[]
[]
[]
[]
[]
[]
[]
[]
[]
[]
[]
[]
[]
[]
[]
[]
[]
[]
[]
[]
[]
[]
[]
[]
[]
[]
[]
[]
[]
[]
[]
[]
[]
[]
[]
[]
[]
[]
[]
[]
[]
[]
[]
[]
[]
[]
[]
[]
[]
[]
[]
[]
[]
[]
[]
[]
[]
[]
[]
[]
[]
[]
[]
[]
[]
[]
[]
[]
[]
[]
[]
[]
[]
[]
[]
[]
[]
[]
[]
[]
[]
[]
[]
[]
[]
[]
[]
[]
[]
[]
[]
[]
[]
[]
[]
[]
[]
[]
[]
[]
[]
[]
[]
[]
[]
[]
[]
[]
[]
[]
[]
[]
[]
[]
[]
[]
[]
[]
[]
[]
[]
[]
[]
[]
[]
[]
[]
[]
[]
[]
[]
[]
[]
[]
[]
[]
[]
[]
[]
[]
[]
[]
[]
[]
[]
[]
[]
[]
[]
[]
[]
[]
[]
[]
[]
[]
[]
[]
[]
[]
[]
[]
[]
[]
[]
[]
[]
[]
[]
[]
[]
[]
[]
[]
[]
[]
[]
[]
[]
[]
[]
[]
[]
[]
[]
[]
[]
[]
[]
[]
[]
[]
[]
[]
[]
[]
[]
[]
[]
[]
[]
[]
[]
[]
[]
[]
[]
[]
[]
[]
[]
[]
[]
[]
[]
[]
[]
[]
[]
[]
[]
[]
[]
[]
[]
[]
[]
[]
[]
[]
[]
[]
[]
[]
[]
[]
[]
[]
[]
[]
[]
[]
[]
[]
[]
[]
[]
[]
[]
[]
[]
[]
[]
[]
[]
[]
[]
[]
[]
[]
[]
[]
[]
[]
[]
[]
[]
[]
[]
[]
[]
[]
[]
[]
[]
[]
[]
[]
[]
[]
[]
[]
[]
[]
[]
[]
[]
[]
[]
[]
[]
[]
[]
[]
[]
[]
[]
[]
[]
[]
[]
[]
[]
[]
[]
[]
[]
[]
[]
[]
[]
[]
[]
[]
[]
[]
[]
[]
[]
[]
[]
[]
[]
[]
[]
[]
[]
[]
[]
[]
[]
[]
[]
[]
[]
[]
[]
[]
[]
[]
[]
[]
[]
[]
[]
[]
[]
[]
[]
[]
[]
[]
[]
[]
[]
[]
[]
[]
[]
[]
[]
[]
[]
[]
[]
[]
[]
[]
[]
[]
[]
[]
[]
[]
[]
[]
[]
[]
[]
[]
[]
[]
[]
[]
[]
[]
[]
[]
[]
[]
[]
[]
[]
[]
[]
[]
[]
[]
[]
[]
[]
[]
[]
[]
[]
[]
[]
[]
[]
[]
[]
[]
[]
[]
[]
[]
[]
[]
[]
[]
[]
[]
[]
[]
[]
[]
[]
[]
[]
[]
[]
[]
[]
[]
[]
[]
[]
[]
[]
[]
[]
[]
[]
[]
[]
[]
[]
[]
[]
[]
[]
[]
[]
[]
[]
[]
[]
[]
[]
[]
[]
[]
[]
[]
[]
[]
[]
[]
[]
[]
[]
[]
[]
[]
[]
[]
[]
[]
[]
[]
[]
[]
[]
[]
[]
[]
[]
[]
[]
[]
[]
[]
[]
[]
[]
[]
[]
[]
[]
[]
[]
[]
[]
[]
[]
[]
[]
[]
[]
[]
[]
[]
[]
[]
[]
[]
[]
[]
[]
[]
[]
[]
[]
[]
[]
[]
[]
[]
[]
[]
[]
[]
[]
[]
[]
[]
[]
[]
[]
[]
[]
[]
[]
[]
[]
[]
[]
[]
[]
[]
[]
[]
[]
[]
[]
[]
[]
[]
[]
[]
[]
[]
[]
[]
[]
[]
[]
[]
[]
[]
[]
[]
[]
[]
[]
[]
[]
[]
[]
[]
[]
[]
[]
[]
[]
[]
[]
[]
[]
[]
[]
[]
[]
[]
[]
[]
[]
[]
[]
[]
[]
[]
[]
[]
[]
[]
[]
[]
[]
[]
[]
[]
[]
[]
[]
[]
[]
[]
[]
[]
[]
[]
[]
[]
[]
[]
[]
[]
[]
[]
[]
[]
[]
[]
[]
[]
[]
[]
[]
[]
[]
[]
[]
[]
[]
[]
[]
[]
[]
[]
[]
[]
[]
[]
[]
[]
[]
[]
[]
[]
[]
[]
[]
[]
[]
[]
[]
[]
[]
[]
[]
[]
[]
[]
[]
[]
[]
[]
[]
[]
[]
[]
[]
[]
[]
[]
[]
[]
[]
[]
[]
[]
[]
[]
[]
[]
[]
[]
[]
[]
[]
[]
[]
[]
[]
[]
[]
[]
[]
[]
[]
[]
[]
[]
[]
[]
[]
[]
[]
[]
[]
[]
[]
[]
[]
[]
[]
[]
[]
[]
[]
[]
[]
[]
[]
[]
[]
[]
[]
[]
[]
[]
[]
[]
[]
[]
[]
[]
[]
[]
[]
[]
[]
[]
[]
[]
[]
[]
[]
[]
[]
[]
[]
[]
[]
[]
[]
[]
[]
[]
[]
[]
[]
[]
[]
[]
[]
[]
[]
[]
[]
[]
[]
[]
[]
[]
[]
[]
[]
[]
[]
[]
[]
[]
[]
[]
[]
[]
[]
[]
[]
[]
[]
[]
[]
[]
[]
[]
[]
[]
[]
[]
[]
[]
[]
[]
[]
[]
[]
[]
[]
[]
[]
[]
[]
[]
[]
[]
[]
[]
[]
[]
[]
[]
[]
[]
[]
[]
[]
[]
[]
[]
[]
[]
[]
[]
[]
[]
[]
[]
[]
[]
[]
[]
[]
[]
[]
[]
[]
[]
[]
[]
[]
[]
[]
[]
[]
[]
[]
[]
[]
[]
[]
[]
[]
[]
[]
[]
[]
[]
[]
[]
[]
[]
[]
[]
[]
[]
[]
[]
[]
[]
[]
[]
[]
[]
[]
[]
[]
[]
[]
[]
[]
[]
[]
[]
[]
[]
[]
[]
[]
[]
[]
[]
[]
[]
[]
[]
[]
[]
[]
[]
[]
[]
[]
[]
[]
[]
[]
[]
[]
[]
[]
[]
[]
[]
[]
[]
[]
[]
[]
[]
[]
[]
[]
[]
[]
[]
[]
[]
[]
[]
[]
[]
[]
[]
[]
[]
[]
[]
[]
[]
[]
[]
[]
[]
[]
[]
[]
[]
[]
[]
[]
[]
[]
[]
[]
[]
[]
[]
[]
[]
[]
[]
[]
[]
[]
[]
[]
[]
[]
[]
[]
[]
[]
[]
[]
[]
[]
[]
[]
[]
[]
[]
[]
[]
[]
[]
[]
[]
[]
[]
[]
[]
[]
[]
[]
[]
[]
[]
[]
[]
[]
[]
[]
[]
[]
[]
[]
[]
[]
[]
[]
[]
[]
[]
[]
[]
[]
[]
[]
[]
[]
[]
[]
[]
[]
[]
[]
[]
[]
[]
[]
[]
[]
[]
[]
[]
[]
[]
[]
[]
[]
[]
[]
[]
[]
[]
[]
[]
[]
[]
[]
[]
[]
[]
[]
[]
[]
[]
[]
[]
[]
[]
[]
[]
[]
[]
[]
[]
[]
[]
[]
[]
[]
[]
[]
[]
[]
[]
[]
[]
[]
[]
[]
[]
[]
[]
[]
[]
[]
[]
[]
[]
[]
[]
[]
[]
[]
[]
[]
[]
[]
[]
[]
[]
[]
[]
[]
[]
[]
[]
[]
[]
[]
[]
[]
[]
[]
[]
[]
[]
[]
[]
[]
[]
[]
[]
[]
[]
[]
[]
[]
[]
[]
[]
[]
[]
[]
[]
[]
[]
[]
[]
[]
[]
[]
[]
[]
[]
[]
[]
[]
[]
[]
[]
[]
[]
[]
[]
[]
[]
[]
[]
[]
[]
[]
[]
[]
[]
[]
[]
[]
[]
[]
[]
[]
[]
[]
[]
[]
[]
[]
[]
[]
[]
[]
[]
[]
[]
[]
[]
[]
[]
[]
[]
[]
[]
[]
[]
[]
[]
[]
[]
[]
[]
[]
[]
[]
[]
[]
[]
[]
[]
[]
[]
[]
[]
[]
[]
[]
[]
[]
[]
[]
[]
[]
[]
[]
[]
[]
[]
[]
[]
[]
[]
[]
[]
[]
[]
[]
[]
[]
[]
[]
[]
[]
[]
[]
[]
[]
[]
[]
[]
[]
[]
[]
[]
[]
[]
[]
[]
[]
[]
[]
[]
[]
[]
[]
[]
[]
[]
[]
[]
[]
[]
[]
[]
[]
[]
[]
[]
[]
[]
[]
[]
[]
[]
[]
[]
[]
[]
[]
[]
[]
[]
[]
[]
[]
[]
[]
[]
[]
[]
[]
[]
[]
[]
[]
[]
[]
[]
[]
[]
[]
[]
[]
[]
[]
[]
[]
[]
[]
[]
[]
[]
[]
[]
[]
[]
[]
[]
[]
[]
[]
[]
[]
[]
[]
[]
[]
[]
[]
[]
[]
[]
[]
[]
[]
[]
[]
[]
[]
[]
[]
[]
[]
[]
[]
[]
[]
[]
[]
[]
[]
[]
[]
[]
[]
[]
[]
[]
[]
[]
[]
[]
[]
[]
[]
[]
[]
[]
[]
[]
[]
[]
[]
[]
[]
[]
[]
[]
[]
[]
[]
[]
[]
[]
[]
[]
[]
[]
[]
[]
[]
[]
[]
[]
[]
[]
[]
[]
[]
[]
[]
[]
[]
[]
[]
[]
[]
[]
[]
[]
[]
[]
[]
[]
[]
[]
[]
[]
[]
[]
[]
[]
[]
[]
[]
[]
[]
[]
[]
[]
[]
[]
[]
[]
[]
[]
[]
[]
[]
[]
[]
[]
[]
[]
[]
[]
[]
[]
[]
[]
[]
[]
[]
[]
[]
[]
[]
[]
[]
[]
[]
[]
[]
[]
[]
[]
[]
[]
[]
[]
[]
[]
[]
[]
[]
[]
[]
[]
[]
[]
[]
[]
[]
[]
[]
[]
[]
[]
[]
[]
[]
[]
[]
[]
[]
[]
[]
[]
[]
[]
[]
[]
[]
[]
[]
[]
[]
[]
[]
[]
[]
[]
[]
[]
[]
[]
[]
[]
[]
[]
[]
[]
[]
[]
[]
[]
[]
[]
[]
[]
[]
[]
[]
[]
[]
[]
[]
[]
[]
[]
[]
[]
[]
[]
[]
[]
[]
[]
[]
[]
[]
[]
[]
[]
[]
[]
[]
[]
[]
[]
[]
[]
[]
[]
[]
[]
[]
[]
[]
[]
[]
[]
[]
[]
[]
[]
[]
[]
[]
[]
[]
[]
[]
[]
[]
[]
[]
[]
[]
[]
[]
[]
[]
[]
[]
[]
[]
[]
[]
[]
[]
[]
[]
[]
[]
[]
[]
[]
[]
[]
[]
[]
[]
[]
[]
[]
[]
[]
[]
[]
[]
[]
[]
[]
[]
[]
[]
[]
[]
[]
[]
[]
[]
[]
[]
[]
[]
[]
[]
[]
[]
[]
[]
[]
[]
[]
[]
[]
[]
[]
[]
[]
[]
[]
[]
[]
[]
[]
[]
[]
[]
[]
[]
[]
[]
[]
[]
[]
[]
[]
[]
[]
[]
[]
[]
[]
[]
[]
[]
[]
[]
[]
[]
[]
[]
[]
[]
[]
[]
[]
[]
[]
[]
[]
[]
[]
[]
[]
[]
[]
[]
[]
[]
[]
[]
[]
[]
[]
[]
[]
[]
[]
[]
[]
[]
[]
[]
[]
[]
[]
[]
[]
[]
[]
[]
[]
[]
[]
[]
[]
[]
[]
[]
[]
[]
[]
[]
[]
[]
[]
[]
[]
[]
[]
[]
[]
[]
[]
[]
[]
[]
[]
[]
[]
[]
[]
[]
[]
[]
[]
[]
[]
[]
[]
[]
[]
[]
[]
[]
[]
[]
[]
[]
[]
[]
[]
[]
[]
[]
[]
[]
[]
[]
[]
[]
[]
[]
[]
[]
[]
[]
[]
[]
[]
[]
[]
[]
[]
[]
[]
[]
[]
[]
[]
[]
[]
[]
[]
[]
[]
[]
[]
[]
[]
[]
[]
[]
[]
[]
[]
[]
[]
[]
[]
[]
[]
[]
[]
[]
[]
[]
[]
[]
[]
[]
[]
[]
[]
[]
[]
[]
[]
[]
[]
[]
[]
[]
[]
[]
[]
[]
[]
[]
[]
[]
[]
[]
[]
[]
[]
[]
[]
[]
[]
[]
[]
[]
[]
[]
[]
[]
[]
[]
[]
[]
[]
[]
[]
[]
[]
[]
[]
[]
[]
[]
[]
[]
[]
[]
[]
[]
[]
[]
[]
[]
[]
[]
[]
[]
[]
[]
[]
[]
[]
[]
[]
[]
[]
[]
[]
[]
[]
[]
[]
[]
[]
[]
[]
[]
[]
[]
[]
[]
[]
[]
[]
[]
[]
[]
[]
[]
[]
[]
[]
[]
[]
[]
[]
[]
[]
[]
[]
[]
[]
[]
[]
[]
[]
[]
[]
[]
[]
[]
[]
[]
[]
[]
[]
[]
[]
[]
[]
[]
[]
[]
[]
[]
[]
[]
[]
[]
[]
[]
[]
[]
[]
[]
[]
[]
[]
[]
[]
[]
[]
[]
[]
[]
[]
[]
[]
[]
[]
[]
[]
[]
[]
[]
[]
[]
[]
[]
[]
[]
[]
[]
[]
[]
[]
[]
[]
[]
[]
[]
[]
[]
[]
[]
[]
[]
[]
[]
[]
[]
[]
[]
[]
[]
[]
[]
[]
[]
[]
[]
[]
[]
[]
[]
[]
[]
[]
[]
[]
[]
[]
[]
[]
[]
[]
[]
[]
[]
[]
[]
[]
[]
[]
[]
[]
[]
[]
[]
[]
[]
[]
[]
[]
[]
[]
[]
[]
[]
[]
[]
[]
[]
[]
[]
[]
[]
[]
[]
[]
[]
[]
[]
[]
[]
[]
[]
[]
[]
[]
[]
[]
[]
[]
[]
[]
[]
[]
[]
[]
[]
[]
[]
[]
[]
[]
[]
[]
[]
[]
[]
[]
[]
[]
[]
[]
[]
[]
[]
[]
[]
[]
[]
[]
[]
[]
[]
[]
[]
[]
[]
[]
[]
[]
[]
[]
[]
[]
[]
[]
[]
[]
[]
[]
[]
[]
[]
[]
[]
[]
[]
[]
[]
[]
[]
[]
[]
[]
[]
[]
[]
[]
[]
[]
[]
[]
[]
[]
[]
[]
[]
[]
[]
[]
[]
[]
[]
[]
[]
[]
[]
[]
[]
[]
[]
[]
[]
[]
[]
[]
[]
[]
[]
[]
[]
[]
[]
[]
[]
[]
[]
[]
[]
[]
[]
[]
[]
[]
[]
[]
[]
[]
[]
[]
[]
[]
[]
[]
[]
[]
[]
[]
[]
[]
[]
[]
[]
[]
[]
[]
[]
[]
[]
[]
[]
[]
[]
[]
[]
[]
[]
[]
[]
[]
[]
[]
[]
[]
[]
[]
[]
[]
[]
[]
[]
[]
[]
[]
[]
[]
[]
[]
[]
[]
[]
[]
[]
[]
[]
[]
[]
[]
[]
[]
[]
[]
[]
[]
[]
[]
[]
[]
[]
[]
[]
[]
[]
[]
[]
[]
[]
[]
[]
[]
[]
[]
[]
[]
[]
[]
[]
[]
[]
[]
[]
[]
[]
[]
[]
[]
[]
[]
[]
[]
[]
[]
[]
[]
[]
[]
[]
[]
[]
[]
[]
[]
[]
[]
[]
[]
[]
[]
[]
[]
[]
[]
[]
[]
[]
[]
[]
[]
[]
[]
[]
[]
[]
[]
[]
[]
[]
[]
[]
[]
[]
[]
[]
[]
[]
[]
[]
[]
[]
[]
[]
[]
[]
[]
[]
[]
[]
[]
[]
[]
[]
[]
[]
[]
[]
[]
[]
[]
[]
[]
[]
[]
[]
[]
[]
[]
[]
[]
[]
[]
[]
[]
[]
[]
[]
[]
[]
[]
[]
[]
[]
[]
[]
[]
[]
[]
[]
[]
[]
[]
[]
[]
[]
[]
[]
[]
[]
[]
[]
[]
[]
[]
[]
[]
[]
[]
[]
[]
[]
[]
[]
[]
[]
[]
[]
[]
[]
[]
[]
[]
[]
[]
[]
[]
[]
[]
[]
[]
[]
[]
[]
[]
[]
[]
[]
[]
[]
[]
[]
[]
[]
[]
[]
[]
[]
[]
[]
[]
[]
[]
[]
[]
[]
[]
[]
[]
[]
[]
[]
[]
[]
[]
[]
[]
[]
[]
[]
[]
[]
[]
[]
[]
[]
[]
[]
[]
[]
[]
[]
[]
[]
[]
[]
[]
[]
[]
[]
[]
[]
[]
[]
[]
[]
[]
[]
[]
[]
[]
[]
[]
[]
[]
[]
[]
[]
[]
[]
[]
[]
[]
[]
[]
[]
[]
[]
[]
[]
[]
[]
[]
[]
[]
[]
[]
[]
[]
[]
[]
[]
[]
[]
[]
[]
[]
[]
[]
[]
[]
[]
[]
[]
[]
[]
[]
[]
[]
[]
[]
[]
[]
[]
[]
[]
[]
[]
[]
[]
[]
[]
[]
[]
[]
[]
[]
[]
[]
[]
[]
[]
[]
[]
[]
[]
[]
[]
[]
[]
[]
[]
[]
[]
[]
[]
[]
[]
[]
[]
[]
[]
[]
[]
[]
[]
[]
[]
[]
[]
[]
[]
[]
[]
[]
[]
[]
[]
[]
[]
[]
[]
[]
[]
[]
[]
[]
[]
[]
[]
[]
[]
[]
[]
[]
[]
[]
[]
[]
[]
[]
[]
[]
[]
[]
[]
[]
[]
[]
[]
[]
[]
[]
[]
[]
[]
[]
[]
[]
[]
[]
[]
[]
[]
[]
[]
[]
[]
[]
[]
[]
[]
[]
[]
[]
[]
[]
[]
[]
[]
[]
[]
[]
[]
[]
[]
[]
[]
[]
[]
[]
[]
[]
[]
[]
[]
[]
[]
[]
[]
[]
[]
[]
[]
[]
[]
[]
[]
[]
[]
[]
[]
[]
[]
[]
[]
[]
[]
[]
[]
[]
[]
[]
[]
[]
[]
[]
[]
[]
[]
[]
[]
[]
[]
[]
[]
[]
[]
[]
[]
[]
[]
[]
[]
[]
[]
[]
[]
[]
[]
[]
[]
[]
[]
[]
[]
[]
[]
[]
[]
[]
[]
[]
[]
[]
[]
[]
[]
[]
[]
[]
[]
[]
[]
[]
[]
[]
[]
[]
[]
[]
[]
[]
[]
[]
[]
[]
[]
[]
[]
[]
[]
[]
[]
[]
[]
[]
[]
[]
[]
[]
[]
[]
[]
[]
[]
[]
[]
[]
[]
[]
[]
[]
[]
[]
[]
[]
[]
[]
[]
[]
[]
[]
[]
[]
[]
[]
[]
[]
[]
[]
[]
[]
[]
[]
[]
[]
[]
[]
[]
[]
[]
[]
[]
[]
[]
[]
[]
[]
[]
[]
[]
[]
[]
[]
[]
[]
[]
[]
[]
[]
[]
[]
[]
[]
[]
[]
[]
[]
[]
[]
[]
[]
[]
[]
[]
[]
[]
[]
[]
[]
[]
[]
[]
[]
[]
[]
[]
[]
[]
[]
[]
[]
[]
[]
[]
[]
[]
[]
[]
[]
[]
[]
[]
[]
[]
[]
[]
[]
[]
[]
[]
[]
[]
[]
[]
[]
[]
[]
[]
[]
[]
[]
[]
[]
[]
[]
[]
[]
[]
[]
[]
[]
[]
[]
[]
[]
[]
[]
[]
[]
[]
[]
[]
[]
[]
[]
[]
[]
[]
[]
[]
[]
[]
[]
[]
[]
[]
[]
[]
[]
[]
[]
[]
[]
[]
[]
[]
[]
[]
[]
[]
[]
[]
[]
[]
[]
[]
[]
[]
[]
[]
[]
[]
[]
[]
[]
[]
[]
[]
[]
[]
[]
[]
[]
[]
[]
[]
[]
[]
[]
[]
[]
[]
[]
[]
[]
[]
[]
[]
[]
[]
[]
[]
[]
[]
[]
[]
[]
[]
[]
[]
[]
[]
[]
[]
[]
[]
[]
[]
[]
[]
[]
[]
[]
[]
[]
[]
[]
[]
[]
[]
[]
[]
[]
[]
[]
[]
[]
[]
[]
[]
[]
[]
[]
[]
[]
[]
[]
[]
[]
[]
[]
[]
[]
[]
[]
[]
[]
[]
[]
[]
[]
[]
[]
[]
[]
[]
[]
[]
[]
[]
[]
[]
[]
[]
[]
[]
[]
[]
[]
[]
[]
[]
[]
[]
[]
[]
[]
[]
[]
[]
[]
[]
[]
[]
[]
[]
[]
[]
[]
[]
[]
[]
[]
[]
[]
[]
[]
[]
[]
[]
[]
[]
[]
[]
[]
[]
[]
[]
[]
[]
[]
[]
[]
[]
[]
[]
[]
[]
[]
[]
[]
[]
[]
[]
[]
[]
[]
[]
[]
[]
[]
[]
[]
[]
[]
[]
[]
[]
[]
[]
[]
[]
[]
[]
[]
[]
[]
[]
[]
[]
[]
[]
[]
[]
[]
[]
[]
[]
[]
[]
[]
[]
[]
[]
[]
[]
[]
[]
[]
[]
[]
[]
[]
[]
[]
[]
[]
[]
[]
[]
[]
[]
[]
[]
[]
[]
[]
[]
[]
[]
[]
[]
[]
[]
[]
[]
[]
[]
[]
[]
[]
[]
[]
[]
[]
[]
[]
[]
[]
[]
[]
[]
[]
[]
[]
[]
[]
[]
[]
[]
[]
[]
[]
[]
[]
[]
[]
[]
[]
[]
[]
[]
[]
[]
[]
[]
[]
[]
[]
[]
[]
[]
[]
[]
[]
[]
[]
[]
[]
[]
[]
[]
[]
[]
[]
[]
[]
[]
[]
[]
[]
[]
[]
[]
[]
[]
[]
[]
[]
[]
[]
[]
[]
[]
[]
[]
[]
[]
[]
[]
[]
[]
[]
[]
[]
[]
[]
[]
[]
[]
[]
[]
[]
[]
[]
[]
[]
[]
[]
[]
[]
[]
[]
[]
[]
[]
[]
[]
[]
[]
[]
[]
[]
[]
[]
[]
[]
[]
[]
[]
[]
[]
[]
[]
[]
[]
[]
[]
[]
[]
[]
[]
[]
[]
[]
[]
[]
[]
[]
[]
[]
[]
[]
[]
[]
[]
[]
[]
[]
[]
[]
[]
[]
[]
[]
[]
[]
[]
[]
[]
[]
[]
[]
[]
[]
[]
[]
[]
[]
[]
[]
[]
[]
[]
[]
[]
[]
[]
[]
[]
[]
[]
[]
[]
[]
[]
[]
[]
[]
[]
[]
[]
[]
[]
[]
[]
[]
[]
[]
[]
[]
[]
[]
[]
[]
[]
[]
[]
[]
[]
[]
[]
[]
[]
[]
[]
[]
[]
[]
[]
[]
[]
[]
[]
[]
[]
[]
[]
[]
[]
[]
[]
[]
[]
[]
[]
[]
[]
[]
[]
[]
[]
[]
[]
[]
[]
[]
[]
[]
[]
[]
[]
[]
[]
[]
[]
[]
[]
[]
[]
[]
[]
[]
[]
[]
[]
[]
[]
[]
[]
[]
[]
[]
[]
[]
[]
[]
[]
[]
[]
[]
[]
[]
[]
[]
[]
[]
[]
[]
[]
[]
[]
[]
[]
[]
[]
[]
[]
[]
[]
[]
[]
[]
[]
[]
[]
[]
[]
[]
[]
[]
[]
[]
[]
[]
[]
[]
[]
[]
[]
[]
[]
[]
[]
[]
[]
[]
[]
[]
[]
[]
[]
[]
[]
[]
[]
[]
[]
[]
[]
[]
[]
[]
[]
[]
[]
[]
[]
[]
[]
[]
[]
[]
[]
[]
[]
[]
[]
[]
[]
[]
[]
[]
[]
[]
[]
[]
[]
[]
[]
[]
[]
[]
[]
[]
[]
[]
[]
[]
[]
[]
[]
[]
[]
[]
[]
[]
[]
[]
[]
[]
[]
[]
[]
[]
[]
[]
[]
[]
[]
[]
[]
[]
[]
[]
[]
[]
[]
[]
[]
[]
[]
[]
[]
[]
[]
[]
[]
[]
[]
[]
[]
[]
[]
[]
[]
[]
[]
[]
[]
[]
[]
[]
[]
[]
[]
[]
[]
[]
[]
[]
[]
[]
[]
[]
[]
[]
[]
[]
[]
[]
[]
[]
[]
[]
[]
[]
[]
[]
[]
[]
[]
[]
[]
[]
[]
[]
[]
[]
[]
[]
[]
[]
[]
[]
[]
[]
[]
[]
[]
[]
[]
[]
[]
[]
[]
[]
[]
[]
[]
[]
[]
[]
[]
[]
[]
[]
[]
[]
[]
[]
[]
[]
[]
[]
[]
[]
[]
[]
[]
[]
[]
[]
[]
[]
[]
[]
[]
[]
[]
[]
[]
[]
[]
[]
[]
[]
[]
[]
[]
[]
[]
[]
[]
[]
[]
[]
[]
[]
[]
[]
[]
[]
[]
[]
[]
[]
[]
[]
[]
[]
[]
[]
[]
[]
[]
[]
[]
[]
[]
[]
[]
[]
[]
[]
[]
[]
[]
[]
[]
[]
[]
[]
[]
[]
[]
[]
[]
[]
[]
[]
[]
[]
[]
[]
[]
[]
[]
[]
[]
[]
[]
[]
[]
[]
[]
[]
[]
[]
[]
[]
[]
[]
[]
[]
[]
[]
[]
[]
[]
[]
[]
[]
[]
[]
[]
[]
[]
[]
[]
[]
[]
[]
[]
[]
[]
[]
[]
[]
[]
[]
[]
[]
[]
[]
[]
[]
[]
[]
[]
[]
[]
[]
[]
[]
[]
[]
[]
[]
[]
[]
[]
[]
[]
[]
[]
[]
[]
[]
[]
[]
[]
[]
[]
[]
[]
[]
[]
[]
[]
[]
[]
[]
[]
[]
[]
[]
[]
[]
[]
[]
[]
[]
[]
[]
[]
[]
[]
[]
[]
[]
[]
[]
[]
[]
[]
[]
[]
[]
[]
[]
[]
[]
[]
[]
[]
[]
[]
[]
[]
[]
[]
[]
[]
[]
[]
[]
[]
[]
[]
[]
[]
[]
[]
[]
[]
[]
[]
[]
[]
[]
[]
[]
[]
[]
[]
[]
[]
[]
[]
[]
[]
[]
[]
[]
[]
[]
[]
[]
[]
[]
[]
[]
[]
[]
[]
[]
[]
[]
[]
[]
[]
[]
[]
[]
[]
[]
[]
[]
[]
[]
[]
[]
[]
[]
[]
[]
[]
[]
[]
[]
[]
[]
[]
[]
[]
[]
[]
[]
[]
[]
[]
[]
[]
[]
[]
[]
[]
[]
[]
[]
[]
[]
[]
[]
[]
[]
[]
[]
[]
[]
[]
[]
[]
[]
[]
[]
[]
[]
[]
[]
[]
[]
[]
[]
[]
[]
[]
[]
[]
[]
[]
[]
[]
[]
[]
[]
[]
[]
[]
[]
[]
[]
[]
[]
[]
[]
[]
[]
[]
[]
[]
[]
[]
[]
[]
[]
[]
[]
[]
[]
[]
[]
[]
[]
[]
[]
[]
[]
[]
[]
[]
[]
[]
[]
[]
[]
[]
[]
[]
[]
[]
[]
[]
[]
[]
[]
[]
[]
[]
[]
[]
[]
[]
[]
[]
[]
[]
[]
[]
[]
[]
[]
[]
[]
[]
[]
[]
[]
[]
[]
[]
[]
[]
[]
[]
[]
[]
[]
[]
[]
[]
[]
[]
[]
[]
[]
[]
[]
[]
[]
[]
[]
[]
[]
[]
[]
[]
[]
[]
[]
[]
[]
[]
[]
[]
[]
[]
[]
[]
[]
[]
[]
[]
[]
[]
[]
[]
[]
[]
[]
[]
[]
[]
[]
[]
[]
[]
[]
[]
[]
[]
[]
[]
[]
[]
[]
[]
[]
[]
[]
[]
[]
[]
[]
[]
[]
[]
[]
[]
[]
[]
[]
[]
[]
[]
[]
[]
[]
[]
[]
[]
[]
[]
[]
[]
[]
[]
[]
[]
[]
[]
[]
[]
[]
[]
[]
[]
[]
[]
[]
[]
[]
[]
[]
[]
[]
[]
[]
[]
[]
[]
[]
[]
[]
[]
[]
[]
[]
[]
[]
[]
[]
[]
[]
[]
[]
[]
[]
[]
[]
[]
[]
[]
[]
[]
[]
[]
[]
[]
[]
[]
[]
[]
[]
[]
[]
[]
[]
[]
[]
[]
[]
[]
[]
[]
[]
[]
[]
[]
[]
[]
[]
[]
[]
[]
[]
[]
[]
[]
[]
[]
[]
[]
[]
[]
[]
[]
[]
[]
[]
[]
[]
[]
[]
[]
[]
[]
[]
[]
[]
[]
[]
[]
[]
[]
[]
[]
[]
[]
[]
[]
[]
[]
[]
[]
[]
[]
[]
[]
[]
[]
[]
[]
[]
[]
[]
[]
[]
[]
[]
[]
[]
[]
[]
[]
[]
[]
[]
[]
[]
[]
[]
[]
[]
[]
[]
[]
[]
[]
[]
[]
[]
[]
[]
[]
[]
[]
[]
[]
[]
[]
[]
[]
[]
[]
[]
[]
[]
[]
[]
[]
[]
[]
[]
[]
[]
[]
[]
[]
[]
[]
[]
[]
[]
[]
[]
[]
[]
[]
[]
[]
[]
[]
[]
[]
[]
[]
[]
[]
[]
[]
[]
[]
[]
[]
[]
[]
[]
[]
[]
[]
[]
[]
[]
[]
[]
[]
[]
[]
[]
[]
[]
[]
[]
[]
[]
[]
[]
[]
[]
[]
[]
[]
[]
[]
[]
[]
[]
[]
[]
[]
[]
[]
[]
[]
[]
[]
[]
[]
[]
[]
[]
[]
[]
[]
[]
[]
[]
[]
[]
[]
[]
[]
[]
[]
[]
[]
[]
[]
[]
[]
[]
[]
[]
[]
[]
[]
[]
[]
[]
[]
[]
[]
[]
[]
[]
[]
[]
[]
[]
[]
[]
[]
[]
[]
[]
[]
[]
[]
[]
[]
[]
[]
[]
[]
[]
[]
[]
[]
[]
[]
[]
[]
[]
[]
[]
[]
[]
[]
[]
[]
[]
[]
[]
[]
[]
[]
[]
[]
[]
[]
[]
[]
[]
[]
[]
[]
[]
[]
[]
[]
[]
[]
[]
[]
[]
[]
[]
[]
[]
[]
[]
[]
[]
[]
[]
[]
[]
[]
[]
[]
[]
[]
[]
[]
[]
[]
[]
[]
[]
[]
[]
[]
[]
[]
[]
[]
[]
[]
[]
[]
[]
[]
[]
[]
[]
[]
[]
[]
[]
[]
[]
[]
[]
[]
[]
[]
[]
[]
[]
[]
[]
[]
[]
[]
[]
[]
[]
[]
[]
[]
[]
[]
[]
[]
[]
[]
[]
[]
[]
[]
[]
[]
[]
[]
[]
[]
[]
[]
[]
[]
[]
[]
[]
[]
[]
[]
[]
[]
[]
[]
[]
[]
[]
[]
[]
[]
[]
[]
[]
[]
[]
[]
[]
[]
[]
[]
[]
[]
[]
[]
[]
[]
[]
[]
[]
[]
[]
[]
[]
[]
[]
[]
[]
[]
[]
[]
[]
[]
[]
[]
[]
[]
[]
[]
[]
[]
[]
[]
[]
[]
[]
[]
[]
[]
[]
[]
[]
[]
[]
[]
[]
[]
[]
[]
[]
[]
[]
[]
[]
[]
[]
[]
[]
[]
[]
[]
[]
[]
[]
[]
[]
[]
[]
[]
[]
[]
[]
[]
[]
[]
[]
[]
[]
[]
[]
[]
[]
[]
[]
[]
[]
[]
[]
[]
[]
[]
[]
[]
[]
[]
[]
[]
[]
[]
[]
[]
[]
[]
[]
[]
[]
[]
[]
[]
[]
[]
[]
[]
[]
[]
[]
[]
[]
[]
[]
[]
[]
[]
[]
[]
[]
[]
[]
[]
[]
[]
[]
[]
[]
[]
[]
[]
[]
[]
[]
[]
[]
[]
[]
[]
[]
[]
[]
[]
[]
[]
[]
[]
[]
[]
[]
[]
[]
[]
[]
[]
[]
[]
[]
[]
[]
[]
[]
[]
[]
[]
[]
[]
[]
[]
[]
[]
[]
[]
[]
[]
[]
[]
[]
[]
[]
[]
[]
[]
[]
[]
[]
[]
[]
[]
[]
[]
[]
[]
[]
[]
[]
[]
[]
[]
[]
[]
[]
[]
[]
[]
[]
[]
[]
[]
[]
[]
[]
[]
[]
[]
[]
[]
[]
[]
[]
[]
[]
[]
[]
[]
[]
[]
[]
[]
[]
[]
[]
[]
[]
[]
[]
[]
[]
[]
[]
[]
[]
[]
[]
[]
[]
[]
[]
[]
[]
[]
[]
[]
[]
[]
[]
[]
[]
[]
[]
[]
[]
[]
[]
[]
[]
[]
[]
[]
[]
[]
[]
[]
[]
[]
[]
[]
[]
[]
[]
[]
[]
[]
[]
[]
[]
[]
[]
[]
[]
[]
[]
[]
[]
[]
[]
[]
[]
[]
[]
[]
[]
[]
[]
[]
[]
[]
[]
[]
[]
[]
[]
[]
[]
[]
[]
[]
[]
[]
[]
[]
[]
[]
[]
[]
[]
[]
[]
[]
[]
[]
[]
[]
[]
[]
[]
[]
[]
[]
[]
[]
[]
[]
[]
[]
[]
[]
[]
[]
[]
[]
[]
[]
[]
[]
[]
[]
[]
[]
[]
[]
[]
[]
[]
[]
[]
[]
[]
[]
[]
[]
[]
[]
[]
[]
[]
[]
[]
[]
[]
[]
[]
[]
[]
[]
[]
[]
[]
[]
[]
[]
[]
[]
[]
[]
[]
[]
[]
[]
[]
[]
[]
[]
[]
[]
[]
[]
[]
[]
[]
[]
[]
[]
[]
[]
[]
[]
[]
[]
[]
[]
[]
[]
[]
[]
[]
[]
[]
[]
[]
[]
[]
[]
[]
[]
[]
[]
[]
[]
[]
[]
[]
[]
[]
[]
[]
[]
[]
[]
[]
[]
[]
[]
[]
[]
[]
[]
[]
[]
[]
[]
[]
[]
[]
[]
[]
[]
[]
[]
[]
[]
[]
[]
[]
[]
[]
[]
[]
[]
[]
[]
[]
[]
[]
[]
[]
[]
[]
[]
[]
[]
[]
[]
[]
[]
[]
[]
[]
[]
[]
[]
[]
[]
[]
[]
[]
[]
[]
[]
[]
[]
[]
[]
[]
[]
[]
[]
[]
[]
[]
[]
[]
[]
[]
[]
[]
[]
[]
[]
[]
[]
[]
[]
[]
[]
[]
[]
[]
[]
[]
[]
[]
[]
[]
[]
[]
[]
[]
[]
[]
[]
[]
[]
[]
[]
[]
[]
[]
[]
[]
[]
[]
[]
[]
[]
[]
[]
[]
[]
[]
[]
[]
[]
[]
[]
[]
[]
[]
[]
[]
[]
[]
[]
[]
[]
[]
[]
[]
[]
[]
[]
[]
[]
[]
[]
[]
[]
[]
[]
[]
[]
[]
[]
[]
[]
[]
[]
[]
[]
[]
[]
[]
[]
[]
[]
[]
[]
[]
[]
[]
[]
[]
[]
[]
[]
[]
[]
[]
[]
[]
[]
[]
[]
[]
[]
[]
[]
[]
[]
[]
[]
[]
[]
[]
[]
[]
[]
[]
[]
[]
[]
[]
[]
[]
[]
[]
[]
[]
[]
[]
[]
[]
[]
[]
[]
[]
[]
[]
[]
[]
[]
[]
[]
[]
[]
[]
[]
[]
[]
[]
[]
[]
[]
[]
[]
[]
[]
[]
[]
[]
[]
[]
[]
[]
[]
[]
[]
[]
[]
[]
[]
[]
[]
[]
[]
[]
[]
[]
[]
[]
[]
[]
[]
[]
[]
[]
[]
[]
[]
[]
[]
[]
[]
[]
[]
[]
[]
[]
[]
[]
[]
[]
[]
[]
[]
[]
[]
[]
[]
[]
[]
[]
[]
[]
[]
[]
[]
[]
[]
[]
[]
[]
[]
[]
[]
[]
[]
[]
[]
[]
[]
[]
[]
[]
[]
[]
[]
[]
[]
[]
[]
[]
[]
[]
[]
[]
[]
[]
[]
[]
[]
[]
[]
[]
[]
[]
[]
[]
[]
[]
[]
[]
[]
[]
[]
[]
[]
[]
[]
[]
[]
[]
[]
[]
[]
[]
[]
[]
[]
[]
[]
[]
[]
[]
[]
[]
[]
[]
[]
[]
[]
[]
[]
[]
[]
[]
[]
[]
[]
[]
[]
[]
[]
[]
[]
[]
[]
[]
[]
[]
[]
[]
[]
[]
[]
[]
[]
[]
[]
[]
[]
[]
[]
[]
[]
[]
[]
[]
[]
[]
[]
[]
[]
[]
[]
[]
[]
[]
[]
[]
[]
[]
[]
[]
[]
[]
[]
[]
[]
[]
[]
[]
[]
[]
[]
[]
[]
[]
[]
[]
[]
[]
[]
[]
[]
[]
[]
[]
[]
[]
[]
[]
[]
[]
[]
[]
[]
[]
[]
[]
[]
[]
[]
[]
[]
[]
[]
[]
[]
[]
[]
[]
[]
[]
[]
[]
[]
[]
[]
[]
[]
[]
[]
[]
[]
[]
[]
[]
[]
[]
[]
[]
[]
[]
[]
[]
[]
[]
[]
[]
[]
[]
[]
[]
[]
[]
[]
[]
[]
[]
[]
[]
[]
[]
[]
[]
[]
[]
[]
[]
[]
[]
[]
[]
[]
[]
[]
[]
[]
[]
[]
[]
[]
[]
[]
[]
[]
[]
[]
[]
[]
[]
[]
[]
[]
[]
[]
[]
[]
[]
[]
[]
[]
[]
[]
[]
[]
[]
[]
[]
[]
[]
[]
[]
[]
[]
[]
[]
[]
[]
[]
[]
[]
[]
[]
[]
[]
[]
[]
[]
[]
[]
[]
[]
[]
[]
[]
[]
[]
[]
[]
[]
[]
[]
[]
[]
[]
[]
[]
[]
[]
[]
[]
[]
[]
[]
[]
[]
[]
[]
[]
[]
[]
[]
[]
[]
[]
[]
[]
[]
[]
[]
[]
[]
[]
[]
[]
[]
[]
[]
[]
[]
[]
[]
[]
[]
[]
[]
[]
[]
[]
[]
[]
[]
[]
[]
[]
[]
[]
[]
[]
[]
[]
[]
[]
[]
[]
[]
[]
[]
[]
[]
[]
[]
[]
[]
[]
[]
[]
[]
[]
[]
[]
[]
[]
[]
[]
[]
[]
[]
[]
[]
[]
[]
[]
[]
[]
[]
[]
[]
[]
[]
[]
[]
[]
[]
[]
[]
[]
[]
[]
[]
[]
[]
[]
[]
[]
[]
[]
[]
[]
[]
[]
[]
[]
[]
[]
[]
[]
[]
[]
[]
[]
[]
[]
[]
[]
[]
[]
[]
[]
[]
[]
[]
[]
[]
[]
[]
[]
[]
[]
[]
[]
[]
[]
[]
[]
[]
[]
[]
[]
[]
[]
[]
[]
[]
[]
[]
[]
[]
[]
[]
[]
[]
[]
[]
[]
[]
[]
[]
[]
[]
[]
[]
[]
[]
[]
[]
[]
[]
[]
[]
[]
[]
[]
[]
[]
[]
[]
[]
[]
[]
[]
[]
[]
[]
[]
[]
[]
[]
[]
[]
[]
[]
[]
[]
[]
[]
[]
[]
[]
[]
[]
[]
[]
[]
[]
[]
[]
[]
[]
[]
[]
[]
[]
[]
[]
[]
[]
[]
[]
[]
[]
[]
[]
[]
[]
[]
[]
[]
[]
[]
[]
[]
[]
[]
[]
[]
[]
[]
[]
[]
[]
[]
[]
[]
[]
[]
[]
[]
[]
[]
[]
[]
[]
[]
[]
[]
[]
[]
[]
[]
[]
[]
[]
[]
[]
[]
[]
[]
[]
[]
[]
[]
[]
[]
[]
[]
[]
[]
[]
[]
[]
[]
[]
[]
[]
[]
[]
[]
[]
[]
[]
[]
[]
[]
[]
[]
[]
[]
[]
[]
[]
[]
[]
[]
[]
[]
[]
[]
[]
[]
[]
[]
[]
[]
[]
[]
[]
[]
[]
[]
[]
[]
[]
[]
[]
[]
[]
[]
[]
[]
[]
[]
[]
[]
[]
[]
[]
[]
[]
[]
[]
[]
[]
[]
[]
[]
[]
[]
[]
[]
[]
[]
[]
[]
[]
[]
[]
[]
[]
[]
[]
[]
[]
[]
[]
[]
[]
[]
[]
[]
[]
[]
[]
[]
[]
[]
[]
[]
[]
[]
[]
[]
[]
[]
[]
[]
[]
[]
[]
[]
[]
[]
[]
[]
[]
[]
[]
[]
[]
[]
[]
[]
[]
[]
[]
[]
[]
[]
[]
[]
[]
[]
[]
[]
[]
[]
[]
[]
[]
[]
[]
[]
[]
[]
[]
[]
[]
[]
[]
[]
[]
[]
[]
[]
[]
[]
[]
[]
[]
[]
[]
[]
[]
[]
[]
[]
[]
[]
[]
[]
[]
[]
[]
[]
[]
[]
[]
[]
[]
[]
[]
[]
[]
[]
[]
[]
[]
[]
[]
[]
[]
[]
[]
[]
[]
[]
[]
[]
[]
[]
[]
[]
[]
[]
[]
[]
[]
[]
[]
[]
[]
[]
[]
[]
[]
[]
[]
[]
[]
[]
[]
[]
[]
[]
[]
[]
[]
[]
[]
[]
[]
[]
[]
[]
[]
[]
[]
[]
[]
[]
[]
[]
[]
[]
[]
[]
[]
[]
[]
[]
[]
[]
[]
[]
[]
[]
[]
[]
[]
[]
[]
[]
[]
[]
[]
[]
[]
[]
[]
[]
[]
[]
[]
[]
[]
[]
[]
[]
[]
[]
[]
[]
[]
[]
[]
[]
[]
[]
[]
[]
[]
[]
[]
[]
[]
[]
[]
[]
[]
[]
[]
[]
[]
[]
[]
[]
[]
[]
[]
[]
[]
[]
[]
[]
[]
[]
[]
[]
[]
[]
[]
[]
[]
[]
[]
[]
[]
[]
[]
[]
[]
[]
[]
[]
[]
[]
[]
[]
[]
[]
[]
[]
[]
[]
[]
[]
[]
[]
[]
[]
[]
[]
[]
[]
[]
[]
[]
[]
[]
[]
[]
[]
[]
[]
[]
[]
[]
[]
[]
[]
[]
[]
[]
[]
[]
[]
[]
[]
[]
[]
[]
[]
[]
[]
[]
[]
[]
[]
[]
[]
[]
[]
[]
[]
[]
[]
[]
[]
[]
[]
[]
[]
[]
[]
[]
[]
[]
[]
[]
[]
[]
[]
[]
[]
[]
[]
[]
[]
[]
[]
[]
[]
[]
[]
[]
[]
[]
[]
[]
[]
[]
[]
[]
[]
[]
[]
[]
[]
[]
[]
[]
[]
[]
[]
[]
[]
[]
[]
[]
[]
[]
[]
[]
[]
[]
[]
[]
[]
[]
[]
[]
[]
[]
[]
[]
[]
[]
[]
[]
[]
[]
[]
[]
[]
[]
[]
[]
[]
[]
[]
[]
[]
[]
[]
[]
[]
[]
[]
[]
[]
[]
[]
[]
[]
[]
[]
[]
[]
[]
[]
[]
[]
[]
[]
[]
[]
[]
[]
[]
[]
[]
[]
[]
[]
[]
[]
[]
[]
[]
[]
[]
[]
[]
[]
[]
[]
[]
[]
[]
[]
[]
[]
[]
[]
[]
[]
[]
[]
[]
[]
[]
[]
[]
[]
[]
[]
[]
[]
[]
[]
[]
[]
[]
[]
[]
[]
[]
[]
[]
[]
[]
[]
[]
[]
[]
[]
[]
[]
[]
[]
[]
[]
[]
[]
[]
[]
[]
[]
[]
[]
[]
[]
[]
[]
[]
[]
[]
[]
[]
[]
[]
[]
[]
[]
[]
[]
[]
[]
[]
[]
[]
[]
[]
[]
[]
[]
[]
[]
[]
[]
[]
[]
[]
[]
[]
[]
[]
[]
[]
[]
[]
[]
[]
[]
[]
[]
[]
[]
[]
[]
[]
[]
[]
[]
[]
[]
[]
[]
[]
[]
[]
[]
[]
[]
[]
[]
[]
[]
[]
[]
[]
[]
[]
[]
[]
[]
[]
[]
[]
[]
[]
[]
[]
[]
[]
[]
[]
[]
[]
[]
[]
[]
[]
[]
[]
[]
[]
[]
[]
[]
[]
[]
[]
[]
[]
[]
[]
[]
[]
[]
[]
[]
[]
[]
[]
[]
[]
[]
[]
[]
[]
[]
[]
[]
[]
[]
[]
[]
[]
[]
[]
[]
[]
[]
[]
[]
[]
[]
[]
[]
[]
[]
[]
[]
[]
[]
[]
[]
[]
[]
[]
[]
[]
[]
[]
[]
[]
[]
[]
[]
[]
[]
[]
[]
[]
[]
[]
[]
[]
[]
[]
[]
[]
[]
[]
[]
[]
[]
[]
[]
[]
[]
[]
[]
[]
[]
[]
[]
[]
[]
[]
[]
[]
[]
[]
[]
[]
[]
[]
[]
[]
[]
[]
[]
[]
[]
[]
[]
[]
[]
[]
[]
[]
[]
[]
[]
[]
[]
[]
[]
[]
[]
[]
[]
[]
[]
[]
[]
[]
[]
[]
[]
[]
[]
[]
[]
[]
[]
[]
[]
[]
[]
[]
[]
[]
[]
[]
[]
[]
[]
[]
[]
[]
[]
[]
[]
[]
[]
[]
[]
[]
[]
[]
[]
[]
[]
[]
[]
[]
[]
[]
[]
[]
[]
[]
[]
[]
[]
[]
[]
[]
[]
[]
[]
[]
[]
[]
[]
[]
[]
[]
[]
[]
[]
[]
[]
[]
[]
[]
[]
[]
[]
[]
[]
[]
[]
[]
[]
[]
[]
[]
[]
[]
[]
[]
[]
[]
[]
[]
[]
[]
[]
[]
[]
[]
[]
[]
[]
[]
[]
[]
[]
[]
[]
[]
[]
[]
[]
[]
[]
[]
[]
[]
[]
[]
[]
[]
[]
[]
[]
[]
[]
[]
[]
[]
[]
[]
[]
[]
[]
[]
[]
[]
[]
[]
[]
[]
[]
[]
[]
[]
[]
[]
[]
[]
[]
[]
[]
[]
[]
[]
[]
[]
[]
[]
[]
[]
[]
[]
[]
[]
[]
[]
[]
[]
[]
[]
[]
[]
[]
[]
[]
[]
[]
[]
[]
[]
[]
[]
[]
[]
[]
[]
[]
[]
[]
[]
[]
[]
[]
[]
[]
[]
[]
[]
[]
[]
[]
[]
[]
[]
[]
[]
[]
[]
[]
[]
[]
[]
[]
[]
[]
[]
[]
[]
[]
[]
[]
[]
[]
[]
[]
[]
[]
[]
[]
[]
[]
[]
[]
[]
[]
[]
[]
[]
[]
[]
[]
[]
[]
[]
[]
[]
[]
[]
[]
[]
[]
[]
[]
[]
[]
[]
[]
[]
[]
[]
[]
[]
[]
[]
[]
[]
[]
[]
[]
[]
[]
[]
[]
[]
[]
[]
[]
[]
[]
[]
[]
[]
[]
[]
[]
[]
[]
[]
[]
[]
[]
[]
[]
[]
[]
[]
[]
[]
[]
[]
[]
[]
[]
[]
[]
[]
[]
[]
[]
[]
[]
[]
[]
[]
[]
[]
[]
[]
[]
[]
[]
[]
[]
[]
[]
[]
[]
[]
[]
[]
[]
[]
[]
[]
[]
[]
[]
[]
[]
[]
[]
[]
[]
[]
[]
[]
[]
[]
[]
[]
[]
[]
[]
[]
[]
[]
[]
[]
[]
[]
[]
[]
[]
[]
[]
[]
[]
[]
[]
[]
[]
[]
[]
[]
[]
[]
[]
[]
[]
[]
[]
[]
[]
[]
[]
[]
[]
[]
[]
[]
[]
[]
[]
[]
[]
[]
[]
[]
[]
[]
[]
[]
[]
[]
[]
[]
[]
[]
[]
[]
[]
[]
[]
[]
[]
[]
[]
[]
[]
[]
[]
[]
[]
[]
[]
[]
[]
[]
[]
[]
[]
[]
[]
[]
[]
[]
[]
[]
[]
[]
[]
[]
[]
[]
[]
[]
[]
[]
[]
[]
[]
[]
[]
[]
[]
[]
[]
[]
[]
[]
[]
[]
[]
[]
[]
[]
[]
[]
[]
[]
[]
[]
[]
[]
[]
[]
[]
[]
[]
[]
[]
[]
[]
[]
[]
[]
[]
[]
[]
[]
[]
[]
[]
[]
[]
[]
[]
[]
[]
[]
[]
[]
[]
[]
[]
[]
[]
[]
[]
[]
[]
[]
[]
[]
[]
[]
[]
[]
[]
[]
[]
[]
[]
[]
[]
[]
[]
[]
[]
[]
[]
[]
[]
[]
[]
[]
[]
[]
[]
[]
[]
[]
[]
[]
[]
[]
[]
[]
[]
[]
[]
[]
[]
[]
[]
[]
[]
[]
[]
[]
[]
[]
[]
[]
[]
[]
[]
[]
[]
[]
[]
[]
[]
[]
[]
[]
[]
[]
[]
[]
[]
[]
[]
[]
[]
[]
[]
[]
[]
[]
[]
[]
[]
[]
[]
[]
[]
[]
[]
[]
[]
[]
[]
[]
[]
[]
[]
[]
[]
[]
[]
[]
[]
[]
[]
[]
[]
[]
[]
[]
[]
[]
[]
[]
[]
[]
[]
[]
[]
[]
[]
[]
[]
[]
[]
[]
[]
[]
[]
[]
[]
[]
[]
[]
[]
[]
[]
[]
[]
[]
[]
[]
[]
[]
[]
[]
[]
[]
[]
[]
[]
[]
[]
[]
[]
[]
[]
[]
[]
[]
[]
[]
[]
[]
[]
[]
[]
[]
[]
[]
[]
[]
[]
[]
[]
[]
[]
[]
[]
[]
[]
[]
[]
[]
[]
[]
[]
[]
[]
[]
[]
[]
[]
[]
[]
[]
[]
[]
[]
[]
[]
[]
[]
[]
[]
[]
[]
[]
[]
[]
[]
[]
[]
[]
[]
[]
[]
[]
[]
[]
[]
[]
[]
[]
[]
[]
[]
[]
[]
[]
[]
[]
[]
[]
[]
[]
[]
[]
[]
[]
[]
[]
[]
[]
[]
[]
[]
[]
[]
[]
[]
[]
[]
[]
[]
[]
[]
[]
[]
[]
[]
[]
[]
[]
[]
[]
[]
[]
[]
[]
[]
[]
[]
[]
[]
[]
[]
[]
[]
[]
[]
[]
[]
[]
[]
[]
[]
[]
[]
[]
[]
[]
[]
[]
[]
[]
[]
[]
[]
[]
[]
[]
[]
[]
[]
[]
[]
[]
[]
[]
[]
[]
[]
[]
[]
[]
[]
[]
[]
[]
[]
[]
[]
[]
[]
[]
[]
[]
[]
[]
[]
[]
[]
[]
[]
[]
[]
[]
[]
[]
[]
[]
[]
[]
[]
[]
[]
[]
[]
[]
[]
[]
[]
[]
[]
[]
[]
[]
[]
[]
[]
[]
[]
[]
[]
[]
[]
[]
[]
[]
[]
[]
[]
[]
[]
[]
[]
[]
[]
[]
[]
[]
[]
[]
[]
[]
[]
[]
[]
[]
[]
[]
[]
[]
[]
[]
[]
[]
[]
[]
[]
[]
[]
[]
[]
[]
[]
[]
[]
[]
[]
[]
[]
[]
[]
[]
[]
[]
[]
[]
[]
[]
[]
[]
[]
[]
[]
[]
[]
[]
[]
[]
[]
[]
[]
[]
[]
[]
[]
[]
[]
[]
[]
[]
[]
[]
[]
[]
[]
[]
[]
[]
[]
[]
[]
[]
[]
[]
[]
[]
[]
[]
[]
[]
[]
[]
[]
[]
[]
[]
[]
[]
[]
[]
[]
[]
[]
[]
[]
[]
[]
[]
[]
[]
[]
[]
[]
[]
[]
[]
[]
[]
[]
[]
[]
[]
[]
[]
[]
[]
[]
[]
[]
[]
[]
[]
[]
[]
[]
[]
[]
[]
[]
[]
[]
[]
[]
[]
[]
[]
[]
[]
[]
[]
[]
[]
[]
[]
[]
[]
[]
[]
[]
[]
[]
[]
[]
[]
[]
[]
[]
[]
[]
[]
[]
[]
[]
[]
[]
[]
[]
[]
[]
[]
[]
[]
[]
[]
[]
[]
[]
[]
[]
[]
[]
[]
[]
[]
[]
[]
[]
[]
[]
[]
[]
[]
[]
[]
[]
[]
[]
[]
[]
[]
[]
[]
[]
[]
[]
[]
[]
[]
[]
[]
[]
[]
[]
[]
[]
[]
[]
[]
[]
[]
[]
[]
[]
[]
[]
[]
[]
[]
[]
[]
[]
[]
[]
[]
[]
[]
[]
[]
[]
[]
[]
[]
[]
[]
[]
[]
[]
[]
[]
[]
[]
[]
[]
[]
[]
[]
[]
[]
[]
[]
[]
[]
[]
[]
[]
[]
[]
[]
[]
[]
[]
[]
[]
[]
[]
[]
[]
[]
[]
[]
[]
[]
[]
[]
[]
[]
[]
[]
[]
[]
[]
[]
[]
[]
[]
[]
[]
[]
[]
[]
[]
[]
[]
[]
[]
[]
[]
[]
[]
[]
[]
[]
[]
[]
[]
[]
[]
[]
[]
[]
[]
[]
[]
[]
[]
[]
[]
[]
[]
[]
[]
[]
[]
[]
[]
[]
[]
[]
[]
[]
[]
[]
[]
[]
[]
[]
[]
[]
[]
[]
[]
[]
[]
[]
[]
[]
[]
[]
[]
[]
[]
[]
[]
[]
[]
[]
[]
[]
[]
[]
[]
[]
[]
[]
[]
[]
[]
[]
[]
[]
[]
[]
[]
[]
[]
[]
[]
[]
[]
[]
[]
[]
[]
[]
[]
[]
[]
[]
[]
[]
[]
[]
[]
[]
[]
[]
[]
[]
[]
[]
[]
[]
[]
[]
[]
[]
[]
[]
[]
[]
[]
[]
[]
[]
[]
[]
[]
[]
[]
[]
[]
[]
[]
[]
[]
[]
[]
[]
[]
[]
[]
[]
[]
[]
[]
[]
[]
[]
[]
[]
[]
[]
[]
[]
[]
[]
[]
[]
[]
[]
[]
[]
[]
[]
[]
[]
[]
[]
[]
[]
[]
[]
[]
[]
[]
[]
[]
[]
[]
[]
[]
[]
[]
[]
[]
[]
[]
[]
[]
[]
[]
[]
[]
[]
[]
[]
[]
[]
[]
[]
[]
[]
[]
[]
[]
[]
[]
[]
[]
[]
[]
[]
[]
[]
[]
[]
[]
[]
[]
[]
[]
[]
[]
[]
[]
[]
[]
[]
[]
[]
[]
[]
[]
[]
[]
[]
[]
[]
[]
[]
[]
[]
[]
[]
[]
[]
[]
[]
[]
[]
[]
[]
[]
[]
[]
[]
[]
[]
[]
[]
[]
[]
[]
[]
[]
[]
[]
[]
[]
[]
[]
[]
[]
[]
[]
[]
[]
[]
[]
[]
[]
[]
[]
[]
[]
[]
[]
[]
[]
[]
[]
[]
[]
[]
[]
[]
[]
[]
[]
[]
[]
[]
[]
[]
[]
[]
[]
[]
[]
[]
[]
[]
[]
[]
[]
[]
[]
[]
[]
[]
[]
[]
[]
[]
[]
[]
[]
[]
[]
[]
[]
[]
[]
[]
[]
[]
[]
[]
[]
[]
[]
[]
[]
[]
[]
[]
[]
[]
[]
[]
[]
[]
[]
[]
[]
[]
[]
[]
[]
[]
[]
[]
[]
[]
[]
[]
[]
[]
[]
[]
[]
[]
[]
[]
[]
[]
[]
[]
[]
[]
[]
[]
[]
[]
[]
[]
[]
[]
[]
[]
[]
[]
[]
[]
[]
[]
[]
[]
[]
[]
[]
[]
[]
[]
[]
[]
[]
[]
[]
[]
[]
[]
[]
[]
[]
[]
[]
[]
[]
[]
[]
[]
[]
[]
[]
[]
[]
[]
[]
[]
[]
[]
[]
[]
[]
[]
[]
[]
[]
[]
[]
[]
[]
[]
[]
[]
[]
[]
[]
[]
[]
[]
[]
[]
[]
[]
[]
[]
[]
[]
[]
[]
[]
[]
[]
[]
[]
[]
[]
[]
[]
[]
[]
[]
[]
[]
[]
[]
[]
[]
[]
[]
[]
[]
[]
[]
[]
[]
[]
[]
[]
[]
[]
[]
[]
[]
[]
[]
[]
[]
[]
[]
[]
[]
[]
[]
[]
[]
[]
[]
[]
[]
[]
[]
[]
[]
[]
[]
[]
[]
[]
[]
[]
[]
[]
[]
[]
[]
[]
[]
[]
[]
[]
[]
[]
[]
[]
[]
[]
[]
[]
[]
[]
[]
[]
[]
[]
[]
[]
[]
[]
[]
[]
[]
[]
[]
[]
[]
[]
[]
[]
[]
[]
[]
[]
[]
[]
[]
[]
[]
[]
[]
[]
[]
[]
[]
[]
[]
[]
[]
[]
[]
[]
[]
[]
[]
[]
[]
[]
[]
[]
[]
[]
[]
[]
[]
[]
[]
[]
[]
[]
[]
[]
[]
[]
[]
[]
[]
[]
[]
[]
[]
[]
[]
[]
[]
[]
[]
[]
[]
[]
[]
[]
[]
[]
[]
[]
[]
[]
[]
[]
[]
[]
[]
[]
[]
[]
[]
[]
[]
[]
[]
[]
[]
[]
[]
[]
[]
[]
[]
[]
[]
[]
[]
[]
[]
[]
[]
[]
[]
[]
[]
[]
[]
[]
[]
[]
[]
[]
[]
[]
[]
[]
[]
[]
[]
[]
[]
[]
[]
[]
[]
[]
[]
[]
[]
[]
[]
[]
[]
[]
[]
[]
[]
[]
[]
[]
[]
[]
[]
[]
[]
[]
[]
[]
[]
[]
[]
[]
[]
[]
[]
[]
[]
[]
[]
[]
[]
[]
[]
[]
[]
[]
[]
[]
[]
[]
[]
[]
[]
[]
[]
[]
[]
[]
[]
[]
[]
[]
[]
[]
[]
[]
[]
[]
[]
[]
[]
[]
[]
[]
[]
[]
[]
[]
[]
[]
[]
[]
[]
[]
[]
[]
[]
[]
[]
[]
[]
[]
[]
[]
[]
[]
[]
[]
[]
[]
[]
[]
[]
[]
[]
[]
[]
[]
[]
[]
[]
[]
[]
[]
[]
[]
[]
[]
[]
[]
[]
[]
[]
[]
[]
[]
[]
[]
[]
[]
[]
[]
[]
[]
[]
[]
[]
[]
[]
[]
[]
[]
[]
[]
[]
[]
[]
[]
[]
[]
[]
[]
[]
[]
[]
[]
[]
[]
[]
[]
[]
[]
[]
[]
[]
[]
[]
[]
[]
[]
[]
[]
[]
[]
[]
[]
[]
[]
[]
[]
[]
[]
[]
[]
[]
[]
[]
[]
[]
[]
[]
[]
[]
[]
[]
[]
[]
[]
[]
[]
[]
[]
[]
[]
[]
[]
[]
[]
[]
[]
[]
[]
[]
[]
[]
[]
[]
[]
[]
[]
[]
[]
[]
[]
[]
[]
[]
[]
[]
[]
[]
[]
[]
[]
[]
[]
[]
[]
[]
[]
[]
[]
[]
[]
[]
[]
[]
[]
[]
[]
[]
[]
[]
[]
[]
[]
[]
[]
[]
[]
[]
[]
[]
[]
[]
[]
[]
[]
[]
[]
[]
[]
[]
[]
[]
[]
[]
[]
[]
[]
[]
[]
[]
[]
[]
[]
[]
[]
[]
[]
[]
[]
[]
[]
[]
[]
[]
[]
[]
[]
[]
[]
[]
[]
[]
[]
[]
[]
[]
[]
[]
[]
[]
[]
[]
[]
[]
[]
[]
[]
[]
[]
[]
[]
[]
[]
[]
[]
[]
[]
[]
[]
[]
[]
[]
[]
[]
[]
[]
[]
[]
[]
[]
[]
[]
[]
[]
[]
[]
[]
[]
[]
[]
[]
[]
[]
[]
[]
[]
[]
[]
[]
[]
[]
[]
[]
[]
[]
[]
[]
[]
[]
[]
[]
[]
[]
[]
[]
[]
[]
[]
[]
[]
[]
[]
[]
[]
[]
[]
[]
[]
[]
[]
[]
[]
[]
[]
[]
[]
[]
[]
[]
[]
[]
[]
[]
[]
[]
[]
[]
[]
[]
[]
[]
[]
[]
[]
[]
[]
[]
[]
[]
[]
[]
[]
[]
[]
[]
[]
[]
[]
[]
[]
[]
[]
[]
[]
[]
[]
[]
[]
[]
[]
[]
[]
[]
[]
[]
[]
[]
[]
[]
[]
[]
[]
[]
[]
[]
[]
[]
[]
[]
[]
[]
[]
[]
[]
[]
[]
[]
[]
[]
[]
[]
[]
[]
[]
[]
[]
[]
[]
[]
[]
[]
[]
[]
[]
[]
[]
[]
[]
[]
[]
[]
[]
[]
[]
[]
[]
[]
[]
[]
[]
[]
[]
[]
[]
[]
[]
[]
[]
[]
[]
[]
[]
[]
[]
[]
[]
[]
[]
[]
[]
[]
[]
[]
[]
[]
[]
[]
[]
[]
[]
[]
[]
[]
[]
[]
[]
[]
[]
[]
[]
[]
[]
[]
[]
[]
[]
[]
[]
[]
[]
[]
[]
[]
[]
[]
[]
[]
[]
[]
[]
[]
[]
[]
[]
[]
[]
[]
[]
[]
[]
[]
[]
[]
[]
[]
[]
[]
[]
[]
[]
[]
[]
[]
[]
[]
[]
[]
[]
[]
[]
[]
[]
[]
[]
[]
[]
[]
[]
[]
[]
[]
[]
[]
[]
[]
[]
[]
[]
[]
[]
[]
[]
[]
[]
[]
[]
[]
[]
[]
[]
[]
[]
[]
[]
[]
[]
[]
[]
[]
[]
[]
[]
[]
[]
[]
[]
[]
[]
[]
[]
[]
[]
[]
[]
[]
[]
[]
[]
[]
[]
[]
[]
[]
[]
[]
[]
[]
[]
[]
[]
[]
[]
[]
[]
[]
[]
[]
[]
[]
[]
[]
[]
[]
[]
[]
[]
[]
[]
[]
[]
[]
[]
[]
[]
[]
[]
[]
[]
[]
[]
[]
[]
[]
[]
[]
[]
[]
[]
[]
[]
[]
[]
[]
[]
[]
[]
[]
[]
[]
[]
[]
[]
[]
[]
[]
[]
[]
[]
[]
[]
[]
[]
[]
[]
[]
[]
[]
[]
[]
[]
[]
[]
[]
[]
[]
[]
[]
[]
[]
[]
[]
[]
[]
[]
[]
[]
[]
[]
[]
[]
[]
[]
[]
[]
[]
[]
[]
[]
[]
[]
[]
[]
[]
[]
[]
[]
[]
[]
[]
[]
[]
[]
[]
[]
[]
[]
[]
[]
[]
[]
[]
[]
[]
[]
[]
[]
[]
[]
[]
[]
[]
[]
[]
[]
[]
[]
[]
[]
[]
[]
[]
[]
[]
[]
[]
[]
[]
[]
[]
[]
[]
[]
[]
[]
[]
[]
[]
[]
[]
[]
[]
[]
[]
[]
[]
[]
[]
[]
[]
[]
[]
[]
[]
[]
[]
[]
[]
[]
[]
[]
[]
[]
[]
[]
[]
[]
[]
[]
[]
[]
[]
[]
[]
[]
[]
[]
[]
[]
[]
[]
[]
[]
[]
[]
[]
[]
[]
[]
[]
[]
[]
[]
[]
[]
[]
[]
[]
[]
[]
[]
[]
[]
[]
[]
[]
[]
[]
[]
[]
[]
[]
[]
[]
[]
[]
[]
[]
[]
[]
[]
[]
[]
[]
[]
[]
[]
[]
[]
[]
[]
[]
[]
[]
[]
[]
[]
[]
[]
[]
[]
[]
[]
[]
[]
[]
[]
[]
[]
[]
[]
[]
[]
[]
[]
[]
[]
[]
[]
[]
[]
[]
[]
[]
[]
[]
[]
[]
[]
[]
[]
[]
[]
[]
[]
[]
[]
[]
[]
[]
[]
[]
[]
[]
[]
[]
[]
[]
[]
[]
[]
[]
[]
[]
[]
[]
[]
[]
[]
[]
[]
[]
[]
[]
[]
[]
[]
[]
[]
[]
[]
[]
[]
[]
[]
[]
[]
[]
[]
[]
[]
[]
[]
[]
[]
[]
[]
[]
[]
[]
[]
[]
[]
[]
[]
[]
[]
[]
[]
[]
[]
[]
[]
[]
[]
[]
[]
[]
[]
[]
[]
[]
[]
[]
[]
[]
[]
[]
[]
[]
[]
[]
[]
[]
[]
[]
[]
[]
[]
[]
[]
[]
[]
[]
[]
[]
[]
[]
[]
[]
[]
[]
[]
[]
[]
[]
[]
[]
[]
[]
[]
[]
[]
[]
[]
[]
[]
[]
[]
[]
[]
[]
[]
[]
[]
[]
[]
[]
[]
[]
[]
[]
[]
[]
[]
[]
[]
[]
[]
[]
[]
[]
[]
[]
[]
[]
[]
[]
[]
[]
[]
[]
[]
[]
[]
[]
[]
[]
[]
[]
[]
[]
[]
[]
[]
[]
[]
[]
[]
[]
[]
[]
[]
[]
[]
[]
[]
[]
[]
[]
[]
[]
[]
[]
[]
[]
[]
[]
[]
[]
[]
[]
[]
[]
[]
[]
[]
[]
[]
[]
[]
[]
[]
[]
[]
[]
[]
[]
[]
[]
[]
[]
[]
[]
[]
[]
[]
[]
[]
[]
[]
[]
[]
[]
[]
[]
[]
[]
[]
[]
[]
[]
[]
[]
[]
[]
[]
[]
[]
[]
[]
[]
[]
[]
[]
[]
[]
[]
[]
[]
[]
[]
[]
[]
[]
[]
[]
[]
[]
[]
[]
[]
[]
[]
[]
[]
[]
[]
[]
[]
[]
[]
[]
[]
[]
[]
[]
[]
[]
[]
[]
[]
[]
[]
[]
[]
[]
[]
[]
[]
[]
[]
[]
[]
[]
[]
[]
[]
[]
[]
[]
[]
[]
[]
[]
[]
[]
[]
[]
[]
[]
[]
[]
[]
[]
[]
[]
[]
[]
[]
[]
[]
[]
[]
[]
[]
[]
[]
[]
[]
[]
[]
[]
[]
[]
[]
[]
[]
[]
[]
[]
[]
[]
[]
[]
[]
[]
[]
[]
[]
[]
[]
[]
[]
[]
[]
[]
[]
[]
[]
[]
[]
[]
[]
[]
[]
[]
[]
[]
[]
[]
[]
[]
[]
[]
[]
[]
[]
[]
[]
[]
[]
[]
[]
[]
[]
[]
[]
[]
[]
[]
[]
[]
[]
[]
[]
[]
[]
[]
[]
[]
[]
[]
[]
[]
[]
[]
[]
[]
[]
[]
[]
[]
[]
[]
[]
[]
[]
[]
[]
[]
[]
[]
[]
[]
[]
[]
[]
[]
[]
[]
[]
[]
[]
[]
[]
[]
[]
[]
[]
[]
[]
[]
[]
[]
[]
[]
[]
[]
[]
[]
[]
[]
[]
[]
[]
[]
[]
[]
[]
[]
[]
[]
[]
[]
[]
[]
[]
[]
[]
[]
[]
[]
[]
[]
[]
[]
[]
[]
[]
[]
[]
[]
[]
[]
[]
[]
[]
[]
[]
[]
[]
[]
[]
[]
[]
[]
[]
[]
[]
[]
[]
[]
[]
[]
[]
[]
[]
[]
[]
[]
[]
[]
[]
[]
[]
[]
[]
[]
[]
[]
[]
[]
[]
[]
[]
[]
[]
[]
[]
[]
[]
[]
[]
[]
[]
[]
[]
[]
[]
[]
[]
[]
[]
[]
[]
[]
[]
[]
[]
[]
[]
[]
[]
[]
[]
[]
[]
[]
[]
[]
[]
[]
[]
[]
[]
[]
[]
[]
[]
[]
[]
[]
[]
[]
[]
[]
[]
[]
[]
[]
[]
[]
[]
[]
[]
[]
[]
[]
[]
[]
[]
[]
[]
[]
[]
[]
[]
[]
[]
[]
[]
[]
[]
[]
[]
[]
[]
[]
[]
[]
[]
[]
[]
[]
[]
[]
[]
[]
[]
[]
[]
[]
[]
[]
[]
[]
[]
[]
[]
[]
[]
[]
[]
[]
[]
[]
[]
[]
[]
[]
[]
[]
[]
[]
[]
[]
[]
[]
[]
[]
[]
[]
[]
[]
[]
[]
[]
[]
[]
[]
[]
[]
[]
[]
[]
[]
[]
[]
[]
[]
[]
[]
[]
[]
[]
[]
[]
[]
[]
[]
[]
[]
[]
[]
[]
[]
[]
[]
[]
[]
[]
[]
[]
[]
[]
[]
[]
[]
[]
[]
[]
[]
[]
[]
[]
[]
[]
[]
[]
[]
[]
[]
[]
[]
[]
[]
[]
[]
[]
[]
[]
[]
[]
[]
[]
[]
[]
[]
[]
[]
[]
[]
[]
[]
[]
[]
[]
[]
[]
[]
[]
[]
[]
[]
[]
[]
[]
[]
[]
[]
[]
[]
[]
[]
[]
[]
[]
[]
[]
[]
[]
[]
[]
[]
[]
[]
[]
[]
[]
[]
[]
[]
[]
[]
[]
[]
[]
[]
[]
[]
[]
[]
[]
[]
[]
[]
[]
[]
[]
[]
[]
[]
[]
[]
[]
[]
[]
[]
[]
[]
[]
[]
[]
[]
[]
[]
[]
[]
[]
[]
[]
[]
[]
[]
[]
[]
[]
[]
[]
[]
[]
[]
[]
[]
[]
[]
[]
[]
[]
[]
[]
[]
[]
[]
[]
[]
[]
[]
[]
[]
[]
[]
[]
[]
[]
[]
[]
[]
[]
[]
[]
[]
[]
[]
[]
[]
[]
[]
[]
[]
[]
[]
[]
[]
[]
[]
[]
[]
[]
[]
[]
[]
[]
[]
[]
[]
[]
[]
[]
[]
[]
[]
[]
[]
[]
[]
[]
[]
[]
[]
[]
[]
[]
[]
[]
[]
[]
[]
[]
[]
[]
[]
[]
[]
[]
[]
[]
[]
[]
[]
[]
[]
[]
[]
[]
[]
[]
[]
[]
[]
[]
[]
[]
[]
[]
[]
[]
[]
[]
[]
[]
[]
[]
[]
[]
[]
[]
[]
[]
[]
[]
[]
[]
[]
[]
[]
[]
[]
[]
[]
[]
[]
[]
[]
[]
[]
[]
[]
[]
[]
[]
[]
[]
[]
[]
[]
[]
[]
[]
[]
[]
[]
[]
[]
[]
[]
[]
[]
[]
[]
[]
[]
[]
[]
[]
[]
[]
[]
[]
[]
[]
[]
[]
[]
[]
[]
[]
[]
[]
[]
[]
[]
[]
[]
[]
[]
[]
[]
[]
[]
[]
[]
[]
[]
[]
[]
[]
[]
[]
[]
[]
[]
[]
[]
[]
[]
[]
[]
[]
[]
[]
[]
[]
[]
[]
[]
[]
[]
[]
[]
[]
[]
[]
[]
[]
[]
[]
[]
[]
[]
[]
[]
[]
[]
[]
[]
[]
[]
[]
[]
[]
[]
[]
[]
[]
[]
[]
[]
[]
[]
[]
[]
[]
[]
[]
[]
[]
[]
[]
[]
[]
[]
[]
[]
[]
[]
[]
[]
[]
[]
[]
[]
[]
[]
[]
[]
[]
[]
[]
[]
[]
[]
[]
[]
[]
[]
[]
[]
[]
[]
[]
[]
[]
[]
[]
[]
[]
[]
[]
[]
[]
[]
[]
[]
[]
[]
[]
[]
[]
[]
[]
[]
[]
[]
[]
[]
[]
[]
[]
[]
[]
[]
[]
[]
[]
[]
[]
[]
[]
[]
[]
[]
[]
[]
[]
[]
[]
[]
[]
[]
[]
[]
[]
[]
[]
[]
[]
[]
[]
[]
[]
[]
[]
[]
[]
[]
[]
[]
[]
[]
[]
[]
[]
[]
[]
[]
[]
[]
[]
[]
[]
[]
[]
[]
[]
[]
[]
[]
[]
[]
[]
[]
[]
[]
[]
[]
[]
[]
[]
[]
[]
[]
[]
[]
[]
[]
[]
[]
[]
[]
[]
[]
[]
[]
[]
[]
[]
[]
[]
[]
[]
[]
[]
[]
[]
[]
[]
[]
[]
[]
[]
[]
[]
[]
[]
[]
[]
[]
[]
[]
[]
[]
[]
[]
[]
[]
[]
[]
[]
[]
[]
[]
[]
[]
[]
[]
[]
[]
[]
[]
[]
[]
[]
[]
[]
[]
[]
[]
[]
[]
[]
[]
[]
[]
[]
[]
[]
[]
[]
[]
[]
[]
[]
[]
[]
[]
[]
[]
[]
[]
[]
[]
[]
[]
[]
[]
[]
[]
[]
[]
[]
[]
[]
[]
[]
[]
[]
[]
[]
[]
[]
[]
[]
[]
[]
[]
[]
[]
[]
[]
[]
[]
[]
[]
[]
[]
[]
[]
[]
[]
[]
[]
[]
[]
[]
[]
[]
[]
[]
[]
[]
[]
[]
[]
[]
[]
[]
[]
[]
[]
[]
[]
[]
[]
[]
[]
[]
[]
[]
[]
[]
[]
[]
[]
[]
[]
[]
[]
[]
[]
[]
[]
[]
[]
[]
[]
[]
[]
[]
[]
[]
[]
[]
[]
[]
[]
[]
[]
[]
[]
[]
[]
[]
[]
[]
[]
[]
[]
[]
[]
[]
[]
[]
[]
[]
[]
[]
[]
[]
[]
[]
[]
[]
[]
[]
[]
[]
[]
[]
[]
[]
[]
[]
[]
[]
[]
[]
[]
[]
[]
[]
[]
[]
[]
[]
[]
[]
[]
[]
[]
[]
[]
[]
[]
[]
[]
[]
[]
[]
[]
[]
[]
[]
[]
[]
[]
[]
[]
[]
[]
[]
[]
[]
[]
[]
[]
[]
[]
[]
[]
[]
[]
[]
[]
[]
[]
[]
[]
[]
[]
[]
[]
[]
[]
[]
[]
[]
[]
[]
[]
[]
[]
[]
[]
[]
[]
[]
[]
[]
[]
[]
[]
[]
[]
[]
[]
[]
[]
[]
[]
[]
[]
[]
[]
[]
[]
[]
[]
[]
[]
[]
[]
[]
[]
[]
[]
[]
[]
[]
[]
[]
[]
[]
[]
[]
[]
[]
[]
[]
[]
[]
[]
[]
[]
[]
[]
[]
[]
[]
[]
[]
[]
[]
[]
[]
[]
[]
[]
[]
[]
[]
[]
[]
[]
[]
[]
[]
[]
[]
[]
[]
[]
[]
[]
[]
[]
[]
[]
[]
[]
[]
[]
[]
[]
[]
[]
[]
[]
[]
[]
[]
[]
[]
[]
[]
[]
[]
[]
[]
[]
[]
[]
[]
[]
[]
[]
[]
[]
[]
[]
[]
[]
[]
[]
[]
[]
[]
[]
[]
[]
[]
[]
[]
[]
[]
[]
[]
[]
[]
[]
[]
[]
[]
[]
[]
[]
[]
[]
[]
[]
[]
[]
[]
[]
[]
[]
[]
[]
[]
[]
[]
[]
[]
[]
[]
[]
[]
[]
[]
[]
[]
[]
[]
[]
[]
[]
[]
[]
[]
[]
[]
[]
[]
[]
[]
[]
[]
[]
[]
[]
[]
[]
[]
[]
[]
[]
[]
[]
[]
[]
[]
[]
[]
[]
[]
[]
[]
[]
[]
[]
[]
[]
[]
[]
[]
[]
[]
[]
[]
[]
[]
[]
[]
[]
[]
[]
[]
[]
[]
[]
[]
[]
[]
[]
[]
[]
[]
[]
[]
[]
[]
[]
[]
[]
[]
[]
[]
[]
[]
[]
[]
[]
[]
[]
[]
[]
[]
[]
[]
[]
[]
[]
[]
[]
[]
[]
[]
[]
[]
[]
[]
[]
[]
[]
[]
[]
[]
[]
[]
[]
[]
[]
[]
[]
[]
[]
[]
[]
[]
[]
[]
[]
[]
[]
[]
[]
[]
[]
[]
[]
[]
[]
[]
[]
[]
[]
[]
[]
[]
[]
[]
[]
[]
[]
[]
[]
[]
[]
[]
[]
[]
[]
[]
[]
[]
[]
[]
[]
[]
[]
[]
[]
[]
[]
[]
[]
[]
[]
[]
[]
[]
[]
[]
[]
[]
[]
[]
[]
[]
[]
[]
[]
[]
[]
[]
[]
[]
[]
[]
[]
[]
[]
[]
[]
[]
[]
[]
[]
[]
[]
[]
[]
[]
[]
[]
[]
[]
[]
[]
[]
[]
[]
[]
[]
[]
[]
[]
[]
[]
[]
[]
[]
[]
[]
[]
[]
[]
[]
[]
[]
[]
[]
[]
[]
[]
[]
[]
[]
[]
[]
[]
[]
[]
[]
[]
[]
[]
[]
[]
[]
[]
[]
[]
[]
[]
[]
[]
[]
[]
[]
[]
[]
[]
[]
[]
[]
[]
[]
[]
[]
[]
[]
[]
[]
[]
[]
[]
[]
[]
[]
[]
[]
[]
[]
[]
[]
[]
[]
[]
[]
[]
[]
[]
[]
[]
[]
[]
[]
[]
[]
[]
[]
[]
[]
[]
[]
[]
[]
[]
[]
[]
[]
[]
[]
[]
[]
[]
[]
[]
[]
[]
[]
[]
[]
[]
[]
[]
[]
[]
[]
[]
[]
[]
[]
[]
[]
[]
[]
[]
[]
[]
[]
[]
[]
[]
[]
[]
[]
[]
[]
[]
[]
[]
[]
[]
[]
[]
[]
[]
[]
[]
[]
[]
[]
[]
[]
[]
[]
[]
[]
[]
[]
[]
[]
[]
[]
[]
[]
[]
[]
[]
[]
[]
[]
[]
[]
[]
[]
[]
[]
[]
[]
[]
[]
[]
[]
[]
[]
[]
[]
[]
[]
[]
[]
[]
[]
[]
[]
[]
[]
[]
[]
[]
[]
[]
[]
[]
[]
[]
[]
[]
[]
[]
[]
[]
[]
[]
[]
[]
[]
[]
[]
[]
[]
[]
[]
[]
[]
[]
[]
[]
[]
[]
[]
[]
[]
[]
[]
[]
[]
[]
[]
[]
[]
[]
[]
[]
[]
[]
[]
[]
[]
[]
[]
[]
[]
[]
[]
[]
[]
[]
[]
[]
[]
[]
[]
[]
[]
[]
[]
[]
[]
[]
[]
[]
[]
[]
[]
[]
[]
[]
[]
[]
[]
[]
[]
[]
[]
[]
[]
[]
[]
[]
[]
[]
[]
[]
[]
[]
[]
[]
[]
[]
[]
[]
[]
[]
[]
[]
[]
[]
[]
[]
[]
[]
[]
[]
[]
[]
[]
[]
[]
[]
[]
[]
[]
[]
[]
[]
[]
[]
[]
[]
[]
[]
[]
[]
[]
[]
[]
[]
[]
[]
[]
[]
[]
[]
[]
[]
[]
[]
[]
[]
[]
[]
[]
[]
[]
[]
[]
[]
[]
[]
[]
[]
[]
[]
[]
[]
[]
[]
[]
[]
[]
[]
[]
[]
[]
[]
[]
[]
[]
[]
[]
[]
[]
[]
[]
[]
[]
[]
[]
[]
[]
[]
[]
[]
[]
[]
[]
[]
[]
[]
[]
[]
[]
[]
[]
[]
[]
[]
[]
[]
[]
[]
[]
[]
[]
[]
[]
[]
[]
[]
[]
[]
[]
[]
[]
[]
[]
[]
[]
[]
[]
[]
[]
[]
[]
[]
[]
[]
[]
[]
[]
[]
[]
[]
[]
[]
[]
[]
[]
[]
[]
[]
[]
[]
[]
[]
[]
[]
[]
[]
[]
[]
[]
[]
[]
[]
[]
[]
[]
[]
[]
[]
[]
[]
[]
[]
[]
[]
[]
[]
[]
[]
[]
[]
[]
[]
[]
[]
[]
[]
[]
[]
[]
[]
[]
[]
[]
[]
[]
[]
[]
[]
[]
[]
[]
[]
[]
[]
[]
[]
[]
[]
[]
[]
[]
[]
[]
[]
[]
[]
[]
[]
[]
[]
[]
[]
[]
[]
[]
[]
[]
[]
[]
[]
[]
[]
[]
[]
[]
[]
[]
[]
[]
[]
[]
[]
[]
[]
[]
[]
[]
[]
[]
[]
[]
[]
[]
[]
[]
[]
[]
[]
[]
[]
[]
[]
[]
[]
[]
[]
[]
[]
[]
[]
[]
[]
[]
[]
[]
[]
[]
[]
[]
[]
[]
[]
[]
[]
[]
[]
[]
[]
[]
[]
[]
[]
[]
[]
[]
[]
[]
[]
[]
[]
[]
[]
[]
[]
[]
[]
[]
[]
[]
[]
[]
[]
[]
[]
[]
[]
[]
[]
[]
[]
[]
[]
[]
[]
[]
[]
[]
[]
[]
[]
[]
[]
[]
[]
[]
[]
[]
[]
[]
[]
[]
[]
[]
[]
[]
[]
[]
[]
[]
[]
[]
[]
[]
[]
[]
[]
[]
[]
[]
[]
[]
[]
[]
[]
[]
[]
[]
[]
[]
[]
[]
[]
[]
[]
[]
[]
[]
[]
[]
[]
[]
[]
[]
[]
[]
[]
[]
[]
[]
[]
[]
[]
[]
[]
[]
[]
[]
[]
[]
[]
[]
[]
[]
[]
[]
[]
[]
[]
[]
[]
[]
[]
[]
[]
[]
[]
[]
[]
[]
[]
[]
[]
[]
[]
[]
[]
[]
[]
[]
[]
[]
[]
[]
[]
[]
[]
[]
[]
[]
[]
[]
[]
[]
[]
[]
[]
[]
[]
[]
[]
[]
[]
[]
[]
[]
[]
[]
[]
[]
[]
[]
[]
[]
[]
[]
[]
[]
[]
[]
[]
[]
[]
[]
[]
[]
[]
[]
[]
[]
[]
[]
[]
[]
[]
[]
[]
[]
[]
[]
[]
[]
[]
[]
[]
[]
[]
[]
[]
[]
[]
[]
[]
[]
[]
[]
[]
[]
[]
[]
[]
[]
[]
[]
[]
[]
[]
[]
[]
[]
[]
[]
[]
[]
[]
[]
[]
[]
[]
[]
[]
[]
[]
[]
[]
[]
[]
[]
[]
[]
[]
[]
[]
[]
[]
[]
[]
[]
[]
[]
[]
[]
[]
[]
[]
[]
[]
[]
[]
[]
[]
[]
[]
[]
[]
[]
[]
[]
[]
[]
[]
[]
[]
[]
[]
[]
[]
[]
[]
[]
[]
[]
[]
[]
[]
[]
[]
[]
[]
[]
[]
[]
[]
[]
[]
[]
[]
[]
[]
[]
[]
[]
[]
[]
[]
[]
[]
[]
[]
[]
[]
[]
[]
[]
[]
[]
[]
[]
[]
[]
[]
[]
[]
[]
[]
[]
[]
[]
[]
[]
[]
[]
[]
[]
[]
[]
[]
[]
[]
[]
[]
[]
[]
[]
[]
[]
[]
[]
[]
[]
[]
[]
[]
[]
[]
[]
[]
[]
[]
[]
[]
[]
[]
[]
[]
[]
[]
[]
[]
[]
[]
[]
[]
[]
[]
[]
[]
[]
[]
[]
[]
[]
[]
[]
[]
[]
[]
[]
[]
[]
[]
[]
[]
[]
[]
[]
[]
[]
[]
[]
[]
[]
[]
[]
[]
[]
[]
[]
[]
[]
[]
[]
[]
[]
[]
[]
[]
[]
[]
[]
[]
[]
[]
[]
[]
[]
[]
[]
[]
[]
[]
[]
[]
[]
[]
[]
[]
[]
[]
[]
[]
[]
[]
[]
[]
[]
[]
[]
[]
[]
[]
[]
[]
[]
[]
[]
[]
[]
[]
[]
[]
[]
[]
[]
[]
[]
[]
[]
[]
[]
[]
[]
[]
[]
[]
[]
[]
[]
[]
[]
[]
[]
[]
[]
[]
[]
[]
[]
[]
[]
[]
[]
[]
[]
[]
[]
[]
[]
[]
[]
[]
[]
[]
[]
[]
[]
[]
[]
[]
[]
[]
[]
[]
[]
[]
[]
[]
[]
[]
[]
[]
[]
[]
[]
[]
[]
[]
[]
[]
[]
[]
[]
[]
[]
[]
[]
[]
[]
[]
[]
[]
[]
[]
[]
[]
[]
[]
[]
[]
[]
[]
[]
[]
[]
[]
[]
[]
[]
[]
[]
[]
[]
[]
[]
[]
[]
[]
[]
[]
[]
[]
[]
[]
[]
[]
[]
[]
[]
[]
[]
[]
[]
[]
[]
[]
[]
[]
[]
[]
[]
[]
[]
[]
[]
[]
[]
[]
[]
[]
[]
[]
[]
[]
[]
[]
[]
[]
[]
[]
[]
[]
[]
[]
[]
[]
[]
[]
[]
[]
[]
[]
[]
[]
[]
[]
[]
[]
[]
[]
[]
[]
[]
[]
[]
[]
[]
[]
[]
[]
[]
[]
[]
[]
[]
[]
[]
[]
[]
[]
[]
[]
[]
[]
[]
[]
[]
[]
[]
[]
[]
[]
[]
[]
[]
[]
[]
[]
[]
[]
[]
[]
[]
[]
[]
[]
[]
[]
[]
[]
[]
[]
[]
[]
[]
[]
[]
[]
[]
[]
[]
[]
[]
[]
[]
[]
[]
[]
[]
[]
[]
[]
[]
[]
[]
[]
[]
[]
[]
[]
[]
[]
[]
[]
[]
[]
[]
[]
[]
[]
[]
[]
[]
[]
[]
[]
[]
[]
[]
[]
[]
[]
[]
[]
[]
[]
[]
[]
[]
[]
[]
[]
[]
[]
[]
[]
[]
[]
[]
[]
[]
[]
[]
[]
[]
[]
[]
[]
[]
[]
[]
[]
[]
[]
[]
[]
[]
[]
[]
[]
[]
[]
[]
[]
[]
[]
[]
[]
[]
[]
[]
[]
[]
[]
[]
[]
[]
[]
[]
[]
[]
[]
[]
[]
[]
[]
[]
[]
[]
[]
[]
[]
[]
[]
[]
[]
[]
[]
[]
[]
[]
[]
[]
[]
[]
[]
[]
[]
[]
[]
[]
[]
[]
[]
[]
[]
[]
[]
[]
[]
[]
[]
[]
[]
[]
[]
[]
[]
[]
[]
[]
[]
[]
[]
[]
[]
[]
[]
[]
[]
[]
[]
[]
[]
[]
[]
[]
[]
[]
[]
[]
[]
[]
[]
[]
[]
[]
[]
[]
[]
[]
[]
[]
[]
[]
[]
[]
[]
[]
[]
[]
[]
[]
[]
[]
[]
[]
[]
[]
[]
[]
[]
[]
[]
[]
[]
[]
[]
[]
[]
[]
[]
[]
[]
[]
[]
[]
[]
[]
[]
[]
[]
[]
[]
[]
[]
[]
[]
[]
[]
[]
[]
[]
[]
[]
[]
[]
[]
[]
[]
[]
[]
[]
[]
[]
[]
[]
[]
[]
[]
[]
[]
[]
[]
[]
[]
[]
[]
[]
[]
[]
[]
[]
[]
[]
[]
[]
[]
[]
[]
[]
[]
[]
[]
[]
[]
[]
[]
[]
[]
[]
[]
[]
[]
[]
[]
[]
[]
[]
[]
[]
[]
[]
[]
[]
[]
[]
[]
[]
[]
[]
[]
[]
[]
[]
[]
[]
[]
[]
[]
[]
[]
[]
[]
[]
[]
[]
[]
[]
[]
[]
[]
[]
[]
[]
[]
[]
[]
[]
[]
[]
[]
[]
[]
[]
[]
[]
[]
[]
[]
[]
[]
[]
[]
[]
[]
[]
[]
[]
[]
[]
[]
[]
[]
[]
[]
[]
[]
[]
[]
[]
[]
[]
[]
[]
[]
[]
[]
[]
[]
[]
[]
[]
[]
[]
[]
[]
[]
[]
[]
[]
[]
[]
[]
[]
[]
[]
[]
[]
[]
[]
[]
[]
[]
[]
[]
[]
[]
[]
[]
[]
[]
[]
[]
[]
[]
[]
[]
[]
[]
[]
[]
[]
[]
[]
[]
[]
[]
[]
[]
[]
[]
[]
[]
[]
[]
[]
[]
[]
[]
[]
[]
[]
[]
[]
[]
[]
[]
[]
[]
[]
[]
[]
[]
[]
[]
[]
[]
[]
[]
[]
[]
[]
[]
[]
[]
[]
[]
[]
[]
[]
[]
[]
[]
[]
[]
[]
[]
[]
[]
[]
[]
[]
[]
[]
[]
[]
[]
[]
[]
[]
[]
[]
[]
[]
[]
[]
[]
[]
[]
[]
[]
[]
[]
[]
[]
[]
[]
[]
[]
[]
[]
[]
[]
[]
[]
[]
[]
[]
[]
[]
[]
[]
[]
[]
[]
[]
[]
[]
[]
[]
[]
[]
[]
[]
[]
[]
[]
[]
[]
[]
[]
[]
[]
[]
[]
[]
[]
[]
[]
[]
[]
[]
[]
[]
[]
[]
[]
[]
[]
[]
[]
[]
[]
[]
[]
[]
[]
[]
[]
[]
[]
[]
[]
[]
[]
[]
[]
[]
[]
[]
[]
[]
[]
[]
[]
[]
[]
[]
[]
[]
[]
[]
[]
[]
[]
[]
[]
[]
[]
[]
[]
[]
[]
[]
[]
[]
[]
[]
[]
[]
[]
[]
[]
[]
[]
[]
[]
[]
[]
[]
[]
[]
[]
[]
[]
[]
[]
[]
[]
[]
[]
[]
[]
[]
[]
[]
[]
[]
[]
[]
[]
[]
[]
[]
[]
[]
[]
[]
[]
[]
[]
[]
[]
[]
[]
[]
[]
[]
[]
[]
[]
[]
[]
[]
[]
[]
[]
[]
[]
[]
[]
[]
[]
[]
[]
[]
[]
[]
[]
[]
[]
[]
[]
[]
[]
[]
[]
[]
[]
[]
[]
[]
[]
[]
[]
[]
[]
[]
[]
[]
[]
[]
[]
[]
[]
[]
[]
[]
[]
[]
[]
[]
[]
[]
[]
[]
[]
[]
[]
[]
[]
[]
[]
[]
[]
[]
[]
[]
[]
[]
[]
[]
[]
[]
[]
[]
[]
[]
[]
[]
[]
[]
[]
[]
[]
[]
[]
[]
[]
[]
[]
[]
[]
[]
[]
[]
[]
[]
[]
[]
[]
[]
[]
[]
[]
[]
[]
[]
[]
[]
[]
[]
[]
[]
[]
[]
[]
[]
[]
[]
[]
[]
[]
[]
[]
[]
[]
[]
[]
[]
[]
[]
[]
[]
[]
[]
[]
[]
[]
[]
[]
[]
[]
[]
[]
[]
[]
[]
[]
[]
[]
[]
[]
[]
[]
[]
[]
[]
[]
[]
[]
[]
[]
[]
[]
[]
[]
[]
[]
[]
[]
[]
[]
[]
[]
[]
[]
[]
[]
[]
[]
[]
[]
[]
[]
[]
[]
[]
[]
[]
[]
[]
[]
[]
[]
[]
[]
[]
[]
[]
[]
[]
[]
[]
[]
[]
[]
[]
[]
[]
[]
[]
[]
[]
[]
[]
[]
[]
[]
[]
[]
[]
[]
[]
[]
[]
[]
[]
[]
[]
[]
[]
[]
[]
[]
[]
[]
[]
[]
[]
[]
[]
[]
[]
[]
[]
[]
[]
[]
[]
[]
[]
[]
[]
[]
[]
[]
[]
[]
[]
[]
[]
[]
[]
[]
[]
[]
[]
[]
[]
[]
[]
[]
[]
[]
[]
[]
[]
[]
[]
[]
[]
[]
[]
[]
[]
[]
[]
[]
[]
[]
[]
[]
[]
[]
[]
[]
[]
[]
[]
[]
[]
[]
[]
[]
[]
[]
[]
[]
[]
[]
[]
[]
[]
[]
[]
[]
[]
[]
[]
[]
[]
[]
[]
[]
[]
[]
[]
[]
[]
[]
[]
[]
[]
[]
[]
[]
[]
[]
[]
[]
[]
[]
[]
[]
[]
[]
[]
[]
[]
[]
[]
[]
[]
[]
[]
[]
[]
[]
[]
[]
[]
[]
[]
[]
[]
[]
[]
[]
[]
[]
[]
[]
[]
[]
[]
[]
[]
[]
[]
[]
[]
[]
[]
[]
[]
[]
[]
[]
[]
[]
[]
[]
[]
[]
[]
[]
[]
[]
[]
[]
[]
[]
[]
[]
[]
[]
[]
[]
[]
[]
[]
[]
[]
[]
[]
[]
[]
[]
[]
[]
[]
[]
[]
[]
[]
[]
[]
[]
[]
[]
[]
[]
[]
[]
[]
[]
[]
[]
[]
[]
[]
[]
[]
[]
[]
[]
[]
[]
[]
[]
[]
[]
[]
[]
[]
[]
[]
[]
[]
[]
[]
[]
[]
[]
[]
[]
[]
[]
[]
[]
[]
[]
[]
[]
[]
[]
[]
[]
[]
[]
[]
[]
[]
[]
[]
[]
[]
[]
[]
[]
[]
[]
[]
[]
[]
[]
[]
[]
[]
[]
[]
[]
[]
[]
[]
[]
[]
[]
[]
[]
[]
[]
[]
[]
[]
[]
[]
[]
[]
[]
[]
[]
[]
[]
[]
[]
[]
[]
[]
[]
[]
[]
[]
[]
[]
[]
[]
[]
[]
[]
[]
[]
[]
[]
[]
[]
[]
[]
[]
[]
[]
[]
[]
[]
[]
[]
[]
[]
[]
[]
[]
[]
[]
[]
[]
[]
[]
[]
[]
[]
[]
[]
[]
[]
[]
[]
[]
[]
[]
[]
[]
[]
[]
[]
[]
[]
[]
[]
[]
[]
[]
[]
[]
[]
[]
[]
[]
[]
[]
[]
[]
[]
[]
[]
[]
[]
[]
[]
[]
[]
[]
[]
[]
[]
[]
[]
[]
[]
[]
[]
[]
[]
[]
[]
[]
[]
[]
[]
[]
[]
[]
[]
[]
[]
[]
[]
[]
[]
[]
[]
[]
[]
[]
[]
[]
[]
[]
[]
[]
[]
[]
[]
[]
[]
[]
[]
[]
[]
[]
[]
[]
[]
[]
[]
[]
[]
[]
[]
[]
[]
[]
[]
[]
[]
[]
[]
[]
[]
[]
[]
[]
[]
[]
[]
[]
[]
[]
[]
[]
[]
[]
[]
[]
[]
[]
[]
[]
[]
[]
[]
[]
[]
[]
[]
[]
[]
[]
[]
[]
[]
[]
[]
[]
[]
[]
[]
[]
[]
[]
[]
[]
[]
[]
[]
[]
[]
[]
[]
[]
[]
[]
[]
[]
[]
[]
[]
[]
[]
[]
[]
[]
[]
[]
[]
[]
[]
[]
[]
[]
[]
[]
[]
[]
[]
[]
[]
[]
[]
[]
[]
[]
[]
[]
[]
[]
[]
[]
[]
[]
[]
[]
[]
[]
[]
[]
[]
[]
[]
[]
[]
[]
[]
[]
[]
[]
[]
[]
[]
[]
[]
[]
[]
[]
[]
[]
[]
[]
[]
[]
[]
[]
[]
[]
[]
[]
[]
[]
[]
[]
[]
[]
[]
[]
[]
[]
[]
[]
[]
[]
[]
[]
[]
[]
[]
[]
[]
[]
[]
[]
[]
[]
[]
[]
[]
[]
[]
[]
[]
[]
[]
[]
[]
[]
[]
[]
[]
[]
[]
[]
[]
[]
[]
[]
[]
[]
[]
[]
[]
[]
[]
[]
[]
[]
[]
[]
[]
[]
[]
[]
[]
[]
[]
[]
[]
[]
[]
[]
[]
[]
[]
[]
[]
[]
[]
[]
[]
[]
[]
[]
[]
[]
[]
[]
[]
[]
[]
[]
[]
[]
[]
[]
[]
[]
[]
[]
[]
[]
[]
[]
[]
[]
[]
[]
[]
[]
[]
[]
[]
[]
[]
[]
[]
[]
[]
[]
[]
[]
[]
[]
[]
[]
[]
[]
[]
[]
[]
[]
[]
[]
[]
[]
[]
[]
[]
[]
[]
[]
[]
[]
[]
[]
[]
[]
[]
[]
[]
[]
[]
[]
[]
[]
[]
[]
[]
[]
[]
[]
[]
[]
[]
[]
[]
[]
[]
[]
[]
[]
[]
[]
[]
[]
[]
[]
[]
[]
[]
[]
[]
[]
[]
[]
[]
[]
[]
[]
[]
[]
[]
[]
[]
[]
[]
[]
[]
[]
[]
[]
[]
[]
[]
[]
[]
[]
[]
[]
[]
[]
[]
[]
[]
[]
[]
[]
[]
[]
[]
[]
[]
[]
[]
[]
[]
[]
[]
[]
[]
[]
[]
[]
[]
[]
[]
[]
[]
[]
[]
[]
[]
[]
[]
[]
[]
[]
[]
[]
[]
[]
[]
[]
[]
[]
[]
[]
[]
[]
[]
[]
[]
[]
[]
[]
[]
[]
[]
[]
[]
[]
[]
[]
[]
[]
[]
[]
[]
[]
[]
[]
[]
[]
[]
[]
[]
[]
[]
[]
[]
[]
[]
[]
[]
[]
[]
[]
[]
[]
[]
[]
[]
[]
[]
[]
[]
[]
[]
[]
[]
[]
[]
[]
[]
[]
[]
[]
[]
[]
[]
[]
[]
[]
[]
[]
[]
[]
[]
[]
[]
[]
[]
[]
[]
[]
[]
[]
[]
[]
[]
[]
[]
[]
[]
[]
[]
[]
[]
[]
[]
[]
[]
[]
[]
[]
[]
[]
[]
[]
[]
[]
[]
[]
[]
[]
[]
[]
[]
[]
[]
[]
[]
[]
[]
[]
[]
[]
[]
[]
[]
[]
[]
[]
[]
[]
[]
[]
[]
[]
[]
[]
[]
[]
[]
[]
[]
[]
[]
[]
[]
[]
[]
[]
[]
[]
[]
[]
[]
[]
[]
[]
[]
[]
[]
[]
[]
[]
[]
[]
[]
[]
[]
[]
[]
[]
[]
[]
[]
[]
[]
[]
[]
[]
[]
[]
[]
[]
[]
[]
[]
[]
[]
[]
[]
[]
[]
[]
[]
[]
[]
[]
[]
[]
[]
[]
[]
[]
[]
[]
[]
[]
[]
[]
[]
[]
[]
[]
[]
[]
[]
[]
[]
[]
[]
[]
[]
[]
[]
[]
[]
[]
[]
[]
[]
[]
[]
[]
[]
[]
[]
[]
[]
[]
[]
[]
[]
[]
[]
[]
[]
[]
[]
[]
[]
[]
[]
[]
[]
[]
[]
[]
[]
[]
[]
[]
[]
[]
[]
[]
[]
[]
[]
[]
[]
[]
[]
[]
[]
[]
[]
[]
[]
[]
[]
[]
[]
[]
[]
[]
[]
[]
[]
[]
[]
[]
[]
[]
[]
[]
[]
[]
[]
[]
[]
[]
[]
[]
[]
[]
[]
[]
[]
[]
[]
[]
[]
[]
[]
[]
[]
[]
[]
[]
[]
[]
[]
[]
[]
[]
[]
[]
[]
[]
[]
[]
[]
[]
[]
[]
[]
[]
[]
[]
[]
[]
[]
[]
[]
[]
[]
[]
[]
[]
[]
[]
[]
[]
[]
[]
[]
[]
[]
[]
[]
[]
[]
[]
[]
[]
[]
[]
[]
[]
[]
[]
[]
[]
[]
[]
[]
[]
[]
[]
[]
[]
[]
[]
[]
[]
[]
[]
[]
[]
[]
[]
[]
[]
[]
[]
[]
[]
[]
[]
[]
[]
[]
[]
[]
[]
[]
[]
[]
[]
[]
[]
[]
[]
[]
[]
[]
[]
[]
[]
[]
[]
[]
[]
[]
[]
[]
[]
[]
[]
[]
[]
[]
[]
[]
[]
[]
[]
[]
[]
[]
[]
[]
[]
[]
[]
[]
[]
[]
[]
[]
[]
[]
[]
[]
[]
[]
[]
[]
[]
[]
[]
[]
[]
[]
[]
[]
[]
[]
[]
[]
[]
[]
[]
[]
[]
[]
[]
[]
[]
[]
[]
[]
[]
[]
[]
[]
[]
[]
[]
[]
[]
[]
[]
[]
[]
[]
[]
[]
[]
[]
[]
[]
[]
[]
[]
[]
[]
[]
[]
[]
[]
[]
[]
[]
[]
[]
[]
[]
[]
[]
[]
[]
[]
[]
[]
[]
[]
[]
[]
[]
[]
[]
[]
[]
[]
[]
[]
[]
[]
[]
[]
[]
[]
[]
[]
[]
[]
[]
[]
[]
[]
[]
[]
[]
[]
[]
[]
[]
[]
[]
[]
[]
[]
[]
[]
[]
[]
[]
[]
[]
[]
[]
[]
[]
[]
[]
[]
[]
[]
[]
[]
[]
[]
[]
[]
[]
[]
[]
[]
[]
[]
[]
[]
[]
[]
[]
[]
[]
[]
[]
[]
[]
[]
[]
[]
[]
[]
[]
[]
[]
[]
[]
[]
[]
[]
[]
[]
[]
[]
[]
[]
[]
[]
[]
[]
[]
[]
[]
[]
[]
[]
[]
[]
[]
[]
[]
[]
[]
[]
[]
[]
[]
[]
[]
[]
[]
[]
[]
[]
[]
[]
[]
[]
[]
[]
[]
[]
[]
[]
[]
[]
[]
[]
[]
[]
[]
[]
[]
[]
[]
[]
[]
[]
[]
[]
[]
[]
[]
[]
[]
[]
[]
[]
[]
[]
[]
[]
[]
[]
[]
[]
[]
[]
[]
[]
[]
[]
[]
[]
[]
[]
[]
[]
[]
[]
[]
[]
[]
[]
[]
[]
[]
[]
[]
[]
[]
[]
[]
[]
[]
[]
[]
[]
[]
[]
[]
[]
[]
[]
[]
[]
[]
[]
[]
[]
[]
[]
[]
[]
[]
[]
[]
[]
[]
[]
[]
[]
[]
[]
[]
[]
[]
[]
[]
[]
[]
[]
[]
[]
[]
[]
[]
[]
[]
[]
[]
[]
[]
[]
[]
[]
[]
[]
[]
[]
[]
[]
[]
[]
[]
[]
[]
[]
[]
[]
[]
[]
[]
[]
[]
[]
[]
[]
[]
[]
[]
[]
[]
[]
[]
[]
[]
[]
[]
[]
[]
[]
[]
[]
[]
[]
[]
[]
[]
[]
[]
[]
[]
[]
[]
[]
[]
[]
[]
[]
[]
[]
[]
[]
[]
[]
[]
[]
[]
[]
[]
[]
[]
[]
[]
[]
[]
[]
[]
[]
[]
[]
[]
[]
[]
[]
[]
[]
[]
[]
[]
[]
[]
[]
[]
[]
[]
[]
[]
[]
[]
[]
[]
[]
[]
[]
[]
[]
[]
[]
[]
[]
[]
[]
[]
[]
[]
[]
[]
[]
[]
[]
[]
[]
[]
[]
[]
[]
[]
[]
[]
[]
[]
[]
[]
[]
[]
[]
[]
[]
[]
[]
[]
[]
[]
[]
[]
[]
[]
[]
[]
[]
[]
[]
[]
[]
[]
[]
[]
[]
[]
[]
[]
[]
[]
[]
[]
[]
[]
[]
[]
[]
[]
[]
[]
[]
[]
[]
[]
[]
[]
[]
[]
[]
[]
[]
[]
[]
[]
[]
[]
[]
[]
[]
[]
[]
[]
[]
[]
[]
[]
[]
[]
[]
[]
[]
[]
[]
[]
[]
[]
[]
[]
[]
[]
[]
[]
[]
[]
[]
[]
[]
[]
[]
[]
[]
[]
[]
[]
[]
[]
[]
[]
[]
[]
[]
[]
[]
[]
[]
[]
[]
[]
[]
[]
[]
[]
[]
[]
[]
[]
[]
[]
[]
[]
[]
[]
[]
[]
[]
[]
[]
[]
[]
[]
[]
[]
[]
[]
[]
[]
[]
[]
[]
[]
[]
[]
[]
[]
[]
[]
[]
[]
[]
[]
[]
[]
[]
[]
[]
[]
[]
[]
[]
[]
[]
[]
[]
[]
[]
[]
[]
[]
[]
[]
[]
[]
[]
[]
[]
[]
[]
[]
[]
[]
[]
[]
[]
[]
[]
[]
[]
[]
[]
[]
[]
[]
[]
[]
[]
[]
[]
[]
[]
[]
[]
[]
[]
[]
[]
[]
[]
[]
[]
[]
[]
[]
[]
[]
[]
[]
[]
[]
[]
[]
[]
[]
[]
[]
[]
[]
[]
[]
[]
[]
[]
[]
[]
[]
[]
[]
[]
[]
[]
[]
[]
[]
[]
[]
[]
[]
[]
[]
[]
[]
[]
[]
[]
[]
[]
[]
[]
[]
[]
[]
[]
[]
[]
[]
[]
[]
[]
[]
[]
[]
[]
[]
[]
[]
[]
[]
[]
[]
[]
[]
[]
[]
[]
[]
[]
[]
[]
[]
[]
[]
[]
[]
[]
[]
[]
[]
[]
[]
[]
[]
[]
[]
[]
[]
[]
[]
[]
[]
[]
[]
[]
[]
[]
[]
[]
[]
[]
[]
[]
[]
[]
[]
[]
[]
[]
[]
[]
[]
[]
[]
[]
[]
[]
[]
[]
[]
[]
[]
[]
[]
[]
[]
[]
[]
[]
[]
[]
[]
[]
[]
[]
[]
[]
[]
[]
[]
[]
[]
[]
[]
[]
[]
[]
[]
[]
[]
[]
[]
[]
[]
[]
[]
[]
[]
[]
[]
[]
[]
[]
[]
[]
[]
[]
[]
[]
[]
[]
[]
[]
[]
[]
[]
[]
[]
[]
[]
[]
[]
[]
[]
[]
[]
[]
[]
[]
[]
[]
[]
[]
[]
[]
[]
[]
[]
[]
[]
[]
[]
[]
[]
[]
[]
[]
[]
[]
[]
[]
[]
[]
[]
[]
[]
[]
[]
[]
[]
[]
[]
[]
[]
[]
[]
[]
[]
[]
[]
[]
[]
[]
[]
[]
[]
[]
[]
[]
[]
[]
[]
[]
[]
[]
[]
[]
[]
[]
[]
[]
[]
[]
[]
[]
[]
[]
[]
[]
[]
[]
[]
[]
[]
[]
[]
[]
[]
[]
[]
[]
[]
[]
[]
[]
[]
[]
[]
[]
[]
[]
[]
[]
[]
[]
[]
[]
[]
[]
[]
[]
[]
[]
[]
[]
[]
[]
[]
[]
[]
[]
[]
[]
[]
[]
[]
[]
[]
[]
[]
[]
[]
[]
[]
[]
[]
[]
[]
[]
[]
[]
[]
[]
[]
[]
[]
[]
[]
[]
[]
[]
[]
[]
[]
[]
[]
[]
[]
[]
[]
[]
[]
[]
[]
[]
[]
[]
[]
[]
[]
[]
[]
[]
[]
[]
[]
[]
[]
[]
[]
[]
[]
[]
[]
[]
[]
[]
[]
[]
[]
[]
[]
[]
[]
[]
[]
[]
[]
[]
[]
[]
[]
[]
[]
[]
[]
[]
[]
[]
[]
[]
[]
[]
[]
[]
[]
[]
[]
[]
[]
[]
[]
[]
[]
[]
[]
[]
[]
[]
[]
[]
[]
[]
[]
[]
[]
[]
[]
[]
[]
[]
[]
[]
[]
[]
[]
[]
[]
[]
[]
[]
[]
[]
[]
[]
[]
[]
[]
[]
[]
[]
[]
[]
[]
[]
[]
[]
[]
[]
[]
[]
[]
[]
[]
[]
[]
[]
[]
[]
[]
[]
[]
[]
[]
[]
[]
[]
[]
[]
[]
[]
[]
[]
[]
[]
[]
[]
[]
[]
[]
[]
[]
[]
[]
[]
[]
[]
[]
[]
[]
[]
[]
[]
[]
[]
[]
[]
[]
[]
[]
[]
[]
[]
[]
[]
[]
[]
[]
[]
[]
[]
[]
[]
[]
[]
[]
[]
[]
[]
[]
[]
[]
[]
[]
[]
[]
[]
[]
[]
[]
[]
[]
[]
[]
[]
[]
[]
[]
[]
[]
[]
[]
[]
[]
[]
[]
[]
[]
[]
[]
[]
[]
[]
[]
[]
[]
[]
[]
[]
[]
[]
[]
[]
[]
[]
[]
[]
[]
[]
[]
[]
[]
[]
[]
[]
[]
[]
[]
[]
[]
[]
[]
[]
[]
[]
[]
[]
[]
[]
[]
[]
[]
[]
[]
[]
[]
[]
[]
[]
[]
[]
[]
[]
[]
[]
[]
[]
[]
[]
[]
[]
[]
[]
[]
[]
[]
[]
[]
[]
[]
[]
[]
[]
[]
[]
[]
[]
[]
[]
[]
[]
[]
[]
[]
[]
[]
[]
[]
[]
[]
[]
[]
[]
[]
[]
[]
[]
[]
[]
[]
[]
[]
[]
[]
[]
[]
[]
[]
[]
[]
[]
[]
[]
[]
[]
[]
[]
[]
[]
[]
[]
[]
[]
[]
[]
[]
[]
[]
[]
[]
[]
[]
[]
[]
[]
[]
[]
[]
[]
[]
[]
[]
[]
[]
[]
[]
[]
[]
[]
[]
[]
[]
[]
[]
[]
[]
[]
[]
[]
[]
[]
[]
[]
[]
[]
[]
[]
[]
[]
[]
[]
[]
[]
[]
[]
[]
[]
[]
[]
[]
[]
[]
[]
[]
[]
[]
[]
[]
[]
[]
[]
[]
[]
[]
[]
[]
[]
[]
[]
[]
[]
[]
[]
[]
[]
[]
[]
[]
[]
[]
[]
[]
[]
[]
[]
[]
[]
[]
[]
[]
[]
[]
[]
[]
[]
[]
[]
[]
[]
[]
[]
[]
[]
[]
[]
[]
[]
[]
[]
[]
[]
[]
[]
[]
[]
[]
[]
[]
[]
[]
[]
[]
[]
[]
[]
[]
[]
[]
[]
[]
[]
[]
[]
[]
[]
[]
[]
[]
[]
[]
[]
[]
[]
[]
[]
[]
[]
[]
[]
[]
[]
[]
[]
[]
[]
[]
[]
[]
[]
[]
[]
[]
[]
[]
[]
[]
[]
[]
[]
[]
[]
[]
[]
[]
[]
[]
[]
[]
[]
[]
[]
[]
[]
[]
[]
[]
[]
[]
[]
[]
[]
[]
[]
[]
[]
[]
[]
[]
[]
[]
[]
[]
[]
[]
[]
[]
[]
[]
[]
[]
[]
[]
[]
[]
[]
[]
[]
[]
[]
[]
[]
[]
[]
[]
[]
[]
[]
[]
[]
[]
[]
[]
[]
[]
[]
[]
[]
[]
[]
[]
[]
[]
[]
[]
[]
[]
[]
[]
[]
[]
[]
[]
[]
[]
[]
[]
[]
[]
[]
[]
[]
[]
[]
[]
[]
[]
[]
[]
[]
[]
[]
[]
[]
[]
[]
[]
[]
[]
[]
[]
[]
[]
[]
[]
[]
[]
[]
[]
[]
[]
[]
[]
[]
[]
[]
[]
[]
[]
[]
[]
[]
[]
[]
[]
[]
[]
[]
[]
[]
[]
[]
[]
[]
[]
[]
[]
[]
[]
[]
[]
[]
[]
[]
[]
[]
[]
[]
[]
[]
[]
[]
[]
[]
[]
[]
[]
[]
[]
[]
[]
[]
[]
[]
[]
[]
[]
[]
[]
[]
[]
[]
[]
[]
[]
[]
[]
[]
[]
[]
[]
[]
[]
[]
[]
[]
[]
[]
[]
[]
[]
[]
[]
[]
[]
[]
[]
[]
[]
[]
[]
[]
[]
[]
[]
[]
[]
[]
[]
[]
[]
[]
[]
[]
[]
[]
[]
[]
[]
[]
[]
[]
[]
[]
[]
[]
[]
[]
[]
[]
[]
[]
[]
[]
[]
[]
[]
[]
[]
[]
[]
[]
[]
[]
[]
[]
[]
[]
[]
[]
[]
[]
[]
[]
[]
[]
[]
[]
[]
[]
[]
[]
[]
[]
[]
[]
[]
[]
[]
[]
[]
[]
[]
[]
[]
[]
[]
[]
[]
[]
[]
[]
[]
[]
[]
[]
[]
[]
[]
[]
[]
[]
[]
[]
[]
[]
[]
[]
[]
[]
[]
[]
[]
[]
[]
[]
[]
[]
[]
[]
[]
[]
[]
[]
[]
[]
[]
[]
[]
[]
[]
[]
[]
[]
[]
[]
[]
[]
[]
[]
[]
[]
[]
[]
[]
[]
[]
[]
[]
[]
[]
[]
[]
[]
[]
[]
[]
[]
[]
[]
[]
[]
[]
[]
[]
[]
[]
[]
[]
[]
[]
[]
[]
[]
[]
[]
[]
[]
[]
[]
[]
[]
[]
[]
[]
[]
[]
[]
[]
[]
[]
[]
[]
[]
[]
[]
[]
[]
[]
[]
[]
[]
[]
[]
[]
[]
[]
[]
[]
[]
[]
[]
[]
[]
[]
[]
[]
[]
[]
[]
[]
[]
[]
[]
[]
[]
[]
[]
[]
[]
[]
[]
[]
[]
[]
[]
[]
[]
[]
[]
[]
[]
[]
[]
[]
[]
[]
[]
[]
[]
[]
[]
[]
[]
[]
[]
[]
[]
[]
[]
[]
[]
[]
[]
[]
[]
[]
[]
[]
[]
[]
[]
[]
[]
[]
[]
[]
[]
[]
[]
[]
[]
[]
[]
[]
[]
[]
[]
[]
[]
[]
[]
[]
[]
[]
[]
[]
[]
[]
[]
[]
[]
[]
[]
[]
[]
[]
[]
[]
[]
[]
[]
[]
[]
[]
[]
[]
[]
[]
[]
[]
[]
[]
[]
[]
[]
[]
[]
[]
[]
[]
[]
[]
[]
[]
[]
[]
[]
[]
[]
[]
[]
[]
[]
[]
[]
[]
[]
[]
[]
[]
[]
[]
[]
[]
[]
[]
[]
[]
[]
[]
[]
[]
[]
[]
[]
[]
[]
[]
[]
[]
[]
[]
[]
[]
[]
[]
[]
[]
[]
[]
[]
[]
[]
[]
[]
[]
[]
[]
[]
[]
[]
[]
[]
[]
[]
[]
[]
[]
[]
[]
[]
[]
[]
[]
[]
[]
[]
[]
[]
[]
[]
[]
[]
[]
[]
[]
[]
[]
[]
[]
[]
[]
[]
[]
[]
[]
[]
[]
[]
[]
[]
[]
[]
[]
[]
[]
[]
[]
[]
[]
[]
[]
[]
[]
[]
[]
[]
[]
[]
[]
[]
[]
[]
[]
[]
[]
[]
[]
[]
[]
[]
[]
[]
[]
[]
[]
[]
[]
[]
[]
[]
[]
[]
[]
[]
[]
[]
[]
[]
[]
[]
[]
[]
[]
[]
[]
[]
[]
[]
[]
[]
[]
[]
[]
[]
[]
[]
[]
[]
[]
[]
[]
[]
[]
[]
[]
[]
[]
[]
[]
[]
[]
[]
[]
[]
[]
[]
[]
[]
[]
[]
[]
[]
[]
[]
[]
[]
[]
[]
[]
[]
[]
[]
[]
[]
[]
[]
[]
[]
[]
[]
[]
[]
[]
[]
[]
[]
[]
[]
[]
[]
[]
[]
[]
[]
[]
[]
[]
[]
[]
[]
[]
[]
[]
[]
[]
[]
[]
[]
[]
[]
[]
[]
[]
[]
[]
[]
[]
[]
[]
[]
[]
[]
[]
[]
[]
[]
[]
[]
[]
[]
[]
[]
[]
[]
[]
[]
[]
[]
[]
[]
[]
[]
[]
[]
[]
[]
[]
[]
[]
[]
[]
[]
[]
[]
[]
[]
[]
[]
[]
[]
[]
[]
[]
[]
[]
[]
[]
[]
[]
[]
[]
[]
[]
[]
[]
[]
[]
[]
[]
[]
[]
[]
[]
[]
[]
[]
[]
[]
[]
[]
[]
[]
[]
[]
[]
[]
[]
[]
[]
[]
[]
[]
[]
[]
[]
[]
[]
[]
[]
[]
[]
[]
[]
[]
[]
[]
[]
[]
[]
[]
[]
[]
[]
[]
[]
[]
[]
[]
[]
[]
[]
[]
[]
[]
[]
[]
[]
[]
[]
[]
[]
[]
[]
[]
[]
[]
[]
[]
[]
[]
[]
[]
[]
[]
[]
[]
[]
[]
[]
[]
[]
[]
[]
[]
[]
[]
[]
[]
[]
[]
[]
[]
[]
[]
[]
[]
[]
[]
[]
[]
[]
[]
[]
[]
[]
[]
[]
[]
[]
[]
[]
[]
[]
[]
[]
[]
[]
[]
[]
[]
[]
[]
[]
[]
[]
[]
[]
[]
[]
[]
[]
[]
[]
[]
[]
[]
[]
[]
[]
[]
[]
[]
[]
[]
[]
[]
[]
[]
[]
[]
[]
[]
[]
[]
[]
[]
[]
[]
[]
[]
[]
[]
[]
[]
[]
[]
[]
[]
[]
[]
[]
[]
[]
[]
[]
[]
[]
[]
[]
[]
[]
[]
[]
[]
[]
[]
[]
[]
[]
[]
[]
[]
[]
[]
[]
[]
[]
[]
[]
[]
[]
[]
[]
[]
[]
[]
[]
[]
[]
[]
[]
[]
[]
[]
[]
[]
[]
[]
[]
[]
[]
[]
[]
[]
[]
[]
[]
[]
[]
[]
[]
[]
[]
[]
[]
[]
[]
[]
[]
[]
[]
[]
[]
[]
[]
[]
[]
[]
[]
[]
[]
[]
[]
[]
[]
[]
[]
[]
[]
[]
[]
[]
[]
[]
[]
[]
[]
[]
[]
[]
[]
[]
[]
[]
[]
[]
[]
[]
[]
[]
[]
[]
[]
[]
[]
[]
[]
[]
[]
[]
[]
[]
[]
[]
[]
[]
[]
[]
[]
[]
[]
[]
[]
[]
[]
[]
[]
[]
[]
[]
[]
[]
[]
[]
[]
[]
[]
[]
[]
[]
[]
[]
[]
[]
[]
[]
[]
[]
[]
[]
[]
[]
[]
[]
[]
[]
[]
[]
[]
[]
[]
[]
[]
[]
[]
[]
[]
[]
[]
[]
[]
[]
[]
[]
[]
[]
[]
[]
[]
[]
[]
[]
[]
[]
[]
[]
[]
[]
[]
[]
[]
[]
[]
[]
[]
[]
[]
[]
[]
[]
[]
[]
[]
[]
[]
[]
[]
[]
[]
[]
[]
[]
[]
[]
[]
[]
[]
[]
[]
[]
[]
[]
[]
[]
[]
[]
[]
[]
[]
[]
[]
[]
[]
[]
[]
[]
[]
[]
[]
[]
[]
[]
[]
[]
[]
[]
[]
[]
[]
[]
[]
[]
[]
[]
[]
[]
[]
[]
[]
[]
[]
[]
[]
[]
[]
[]
[]
[]
[]
[]
[]
[]
[]
[]
[]
[]
[]
[]
[]
[]
[]
[]
[]
[]
[]
[]
[]
[]
[]
[]
[]
[]
[]
[]
[]
[]
[]
[]
[]
[]
[]
[]
[]
[]
[]
[]
[]
[]
[]
[]
[]
[]
[]
[]
[]
[]
[]
[]
[]
[]
[]
[]
[]
[]
[]
[]
[]
[]
[]
[]
[]
[]
[]
[]
[]
[]
[]
[]
[]
[]
[]
[]
[]
[]
[]
[]
[]
[]
[]
[]
[]
[]
[]
[]
[]
[]
[]
[]
[]
[]
[]
[]
[]
[]
[]
[]
[]
[]
[]
[]
[]
[]
[]
[]
[]
[]
[]
[]
[]
[]
[]
[]
[]
[]
[]
[]
[]
[]
[]
[]
[]
[]
[]
[]
[]
[]
[]
[]
[]
[]
[]
[]
[]
[]
[]
[]
[]
[]
[]
[]
[]
[]
[]
[]
[]
[]
[]
[]
[]
[]
[]
[]
[]
[]
[]
[]
[]
[]
[]
[]
[]
[]
[]
[]
[]
[]
[]
[]
[]
[]
[]
[]
[]
[]
[]
[]
[]
[]
[]
[]
[]
[]
[]
[]
[]
[]
[]
[]
[]
[]
[]
[]
[]
[]
[]
[]
[]
[]
[]
[]
[]
[]
[]
[]
[]
[]
[]
[]
[]
[]
[]
[]
[]
[]
[]
[]
[]
[]
[]
[]
[]
[]
[]
[]
[]
[]
[]
[]
[]
[]
[]
[]
[]
[]
[]
[]
[]
[]
[]
[]
[]
[]
[]
[]
[]
[]
[]
[]
[]
[]
[]
[]
[]
[]
[]
[]
[]
[]
[]
[]
[]
[]
[]
[]
[]
[]
[]
[]
[]
[]
[]
[]
[]
[]
[]
[]
[]
[]
[]
[]
[]
[]
[]
[]
[]
[]
[]
[]
[]
[]
[]
[]
[]
[]
[]
[]
[]
[]
[]
[]
[]
[]
[]
[]
[]
[]
[]
[]
[]
[]
[]
[]
[]
[]
[]
[]
[]
[]
[]
[]
[]
[]
[]
[]
[]
[]
[]
[]
[]
[]
[]
[]
[]
[]
[]
[]
[]
[]
[]
[]
[]
[]
[]
[]
[]
[]
[]
[]
[]
[]
[]
[]
[]
[]
[]
[]
[]
[]
[]
[]
[]
[]
[]
[]
[]
[]
[]
[]
[]
[]
[]
[]
[]
[]
[]
[]
[]
[]
[]
[]
[]
[]
[]
[]
[]
[]
[]
[]
[]
[]
[]
[]
[]
[]
[]
[]
[]
[]
[]
[]
[]
[]
[]
[]
[]
[]
[]
[]
[]
[]
[]
[]
[]
[]
[]
[]
[]
[]
[]
[]
[]
[]
[]
[]
[]
[]
[]
[]
[]
[]
[]
[]
[]
[]
[]
[]
[]
[]
[]
[]
[]
[]
[]
[]
[]
[]
[]
[]
[]
[]
[]
[]
[]
[]
[]
[]
[]
[]
[]
[]
[]
[]
[]
[]
[]
[]
[]
[]
[]
[]
[]
[]
[]
[]
[]
[]
[]
[]
[]
[]
[]
[]
[]
[]
[]
[]
[]
[]
[]
[]
[]
[]
[]
[]
[]
[]
[]
[]
[]
[]
[]
[]
[]
[]
[]
[]
[]
[]
[]
[]
[]
[]
[]
[]
[]
[]
[]
[]
[]
[]
[]
[]
[]
[]
[]
[]
[]
[]
[]
[]
[]
[]
[]
[]
[]
[]
[]
[]
[]
[]
[]
[]
[]
[]
[]
[]
[]
[]
[]
[]
[]
[]
[]
[]
[]
[]
[]
[]
[]
[]
[]
[]
[]
[]
[]
[]
[]
[]
[]
[]
[]
[]
[]
[]
[]
[]
[]
[]
[]
[]
[]
[]
[]
[]
[]
[]
[]
[]
[]
[]
[]
[]
[]
[]
[]
[]
[]
[]
[]
[]
[]
[]
[]
[]
[]
[]
[]
[]
[]
[]
[]
[]
[]
[]
[]
[]
[]
[]
[]
[]
[]
[]
[]
[]
[]
[]
[]
[]
[]
[]
[]
[]
[]
[]
[]
[]
[]
[]
[]
[]
[]
[]
[]
[]
[]
[]
[]
[]
[]
[]
[]
[]
[]
[]
[]
[]
[]
[]
[]
[]
[]
[]
[]
[]
[]
[]
[]
[]
[]
[]
[]
[]
[]
[]
[]
[]
[]
[]
[]
[]
[]
[]
[]
[]
[]
[]
[]
[]
[]
[]
[]
[]
[]
[]
[]
[]
[]
[]
[]
[]
[]
[]
[]
[]
[]
[]
[]
[]
[]
[]
[]
[]
[]
[]
[]
[]
[]
[]
[]
[]
[]
[]
[]
[]
[]
[]
[]
[]
[]
[]
[]
[]
[]
[]
[]
[]
[]
[]
[]
[]
[]
[]
[]
[]
[]
[]
[]
[]
[]
[]
[]
[]
[]
[]
[]
[]
[]
[]
[]
[]
[]
[]
[]
[]
[]
[]
[]
[]
[]
[]
[]
[]
[]
[]
[]
[]
[]
[]
[]
[]
[]
[]
[]
[]
[]
[]
[]
[]
[]
[]
[]
[]
[]
[]
[]
[]
[]
[]
[]
[]
[]
[]
[]
[]
[]
[]
[]
[]
[]
[]
[]
[]
[]
[]
[]
[]
[]
[]
[]
[]
[]
[]
[]
[]
[]
[]
[]
[]
[]
[]
[]
[]
[]
[]
[]
[]
[]
[]
[]
[]
[]
[]
[]
[]
[]
[]
[]
[]
[]
[]
[]
[]
[]
[]
[]
[]
[]
[]
[]
[]
[]
[]
[]
[]
[]
[]
[]
[]
[]
[]
[]
[]
[]
[]
[]
[]
[]
[]
[]
[]
[]
[]
[]
[]
[]
[]
[]
[]
[]
[]
[]
[]
[]
[]
[]
[]
[]
[]
[]
[]
[]
[]
[]
[]
[]
[]
[]
[]
[]
[]
[]
[]
[]
[]
[]
[]
[]
[]
[]
[]
[]
[]
[]
[]
[]
[]
[]
[]
[]
[]
[]
[]
[]
[]
[]
[]
[]
[]
[]
[]
[]
[]
[]
[]
[]
[]
[]
[]
[]
[]
[]
[]
[]
[]
[]
[]
[]
[]
[]
[]
[]
[]
[]
[]
[]
[]
[]
[]
[]
[]
[]
[]
[]
[]
[]
[]
[]
[]
[]
[]
[]
[]
[]
[]
[]
[]
[]
[]
[]
[]
[]
[]
[]
[]
[]
[]
[]
[]
[]
[]
[]
[]
[]
[]
[]
[]
[]
[]
[]
[]
[]
[]
[]
[]
[]
[]
[]
[]
[]
[]
[]
[]
[]
[]
[]
[]
[]
[]
[]
[]
[]
[]
[]
[]
[]
[]
[]
[]
[]
[]
[]
[]
[]
[]
[]
[]
[]
[]
[]
[]
[]
[]
[]
[]
[]
[]
[]
[]
[]
[]
[]
[]
[]
[]
[]
[]
[]
[]
[]
[]
[]
[]
[]
[]
[]
[]
[]
[]
[]
[]
[]
[]
[]
[]
[]
[]
[]
[]
[]
[]
[]
[]
[]
[]
[]
[]
[]
[]
[]
[]
[]
[]
[]
[]
[]
[]
[]
[]
[]
[]
[]
[]
[]
[]
[]
[]
[]
[]
[]
[]
[]
[]
[]
[]
[]
[]
[]
[]
[]
[]
[]
[]
[]
[]
[]
[]
[]
[]
[]
[]
[]
[]
[]
[]
[]
[]
[]
[]
[]
[]
[]
[]
[]
[]
[]
[]
[]
[]
[]
[]
[]
[]
[]
[]
[]
[]
[]
[]
[]
[]
[]
[]
[]
[]
[]
[]
[]
[]
[]
[]
[]
[]
[]
[]
[]
[]
[]
[]
[]
[]
[]
[]
[]
[]
[]
[]
[]
[]
[]
[]
[]
[]
[]
[]
[]
[]
[]
[]
[]
[]
[]
[]
[]
[]
[]
[]
[]
[]
[]
[]
[]
[]
[]
[]
[]
[]
[]
[]
[]
[]
[]
[]
[]
[]
[]
[]
[]
[]
[]
[]
[]
[]
[]
[]
[]
[]
[]
[]
[]
[]
[]
[]
[]
[]
[]
[]
[]
[]
[]
[]
[]
[]
[]
[]
[]
[]
[]
[]
[]
[]
[]
[]
[]
[]
[]
[]
[]
[]
[]
[]
[]
[]
[]
[]
[]
[]
[]
[]
[]
[]
[]
[]
[]
[]
[]
[]
[]
[]
[]
[]
[]
[]
[]
[]
[]
[]
[]
[]
[]
[]
[]
[]
[]
[]
[]
[]
[]
[]
[]
[]
[]
[]
[]
[]
[]
[]
[]
[]
[]
[]
[]
[]
[]
[]
[]
[]
[]
[]
[]
[]
[]
[]
[]
[]
[]
[]
[]
[]
[]
[]
[]
[]
[]
[]
[]
[]
[]
[]
[]
[]
[]
[]
[]
[]
[]
[]
[]
[]
[]
[]
[]
[]
[]
[]
[]
[]
[]
[]
[]
[]
[]
[]
[]
[]
[]
[]
[]
[]
[]
[]
[]
[]
[]
[]
[]
[]
[]
[]
[]
[]
[]
[]
[]
[]
[]
[]
[]
[]
[]
[]
[]
[]
[]
[]
[]
[]
[]
[]
[]
[]
[]
[]
[]
[]
[]
[]
[]
[]
[]
[]
[]
[]
[]
[]
[]
[]
[]
[]
[]
[]
[]
[]
[]
[]
[]
[]
[]
[]
[]
[]
[]
[]
[]
[]
[]
[]
[]
[]
[]
[]
[]
[]
[]
[]
[]
[]
[]
[]
[]
[]
[]
[]
[]
[]
[]
[]
[]
[]
[]
[]
[]
[]
[]
[]
[]
[]
[]
[]
[]
[]
[]
[]
[]
[]
[]
[]
[]
[]
[]
[]
[]
[]
[]
[]
[]
[]
[]
[]
[]
[]
[]
[]
[]
[]
[]
[]
[]
[]
[]
[]
[]
[]
[]
[]
[]
[]
[]
[]
[]
[]
[]
[]
[]
[]
[]
[]
[]
[]
[]
[]
[]
[]
[]
[]
[]
[]
[]
[]
[]
[]
[]
[]
[]
[]
[]
[]
[]
[]
[]
[]
[]
[]
[]
[]
[]
[]
[]
[]
[]
[]
[]
[]
[]
[]
[]
[]
[]
[]
[]
[]
[]
[]
[]
[]
[]
[]
[]
[]
[]
[]
[]
[]
[]
[]
[]
[]
[]
[]
[]
[]
[]
[]
[]
[]
[]
[]
[]
[]
[]
[]
[]
[]
[]
[]
[]
[]
[]
[]
[]
[]
[]
[]
[]
[]
[]
[]
[]
[]
[]
[]
[]
[]
[]
[]
[]
[]
[]
[]
[]
[]
[]
[]
[]
[]
[]
[]
[]
[]
[]
[]
[]
[]
[]
[]
[]
[]
[]
[]
[]
[]
[]
[]
[]
[]
[]
[]
[]
[]
[]
[]
[]
[]
[]
[]
[]
[]
[]
[]
[]
[]
[]
[]
[]
[]
[]
[]
[]
[]
[]
[]
[]
[]
[]
[]
[]
[]
[]
[]
[]
[]
[]
[]
[]
[]
[]
[]
[]
[]
[]
[]
[]
[]
[]
[]
[]
[]
[]
[]
[]
[]
[]
[]
[]
[]
[]
[]
[]
[]
[]
[]
[]
[]
[]
[]
[]
[]
[]
[]
[]
[]
[]
[]
[]
[]
[]
[]
[]
[]
[]
[]
[]
[]
[]
[]
[]
[]
[]
[]
[]
[]
[]
[]
[]
[]
[]
[]
[]
[]
[]
[]
[]
[]
[]
[]
[]
[]
[]
[]
[]
[]
[]
[]
[]
[]
[]
[]
[]
[]
[]
[]
[]
[]
[]
[]
[]
[]
[]
[]
[]
[]
[]
[]
[]
[]
[]
[]
[]
[]
[]
[]
[]
[]
[]
[]
[]
[]
[]
[]
[]
[]
[]
[]
[]
[]
[]
[]
[]
[]
[]
[]
[]
[]
[]
[]
[]
[]
[]
[]
[]
[]
[]
[]
[]
[]
[]
[]
[]
[]
[]
[]
[]
[]
[]
[]
[]
[]
[]
[]
[]
[]
[]
[]
[]
[]
[]
[]
[]
[]
[]
[]
[]
[]
[]
[]
[]
[]
[]
[]
[]
[]
[]
[]
[]
[]
[]
[]
[]
[]
[]
[]
[]
[]
[]
[]
[]
[]
[]
[]
[]
[]
[]
[]
[]
[]
[]
[]
[]
[]
[]
[]
[]
[]
[]
[]
[]
[]
[]
[]
[]
[]
[]
[]
[]
[]
[]
[]
[]
[]
[]
[]
[]
[]
[]
[]
[]
[]
[]
[]
[]
[]
[]
[]
[]
[]
[]
[]
[]
[]
[]
[]
[]
[]
[]
[]
[]
[]
[]
[]
[]
[]
[]
[]
[]
[]
[]
[]
[]
[]
[]
[]
[]
[]
[]
[]
[]
[]
[]
[]
[]
[]
[]
[]
[]
[]
[]
[]
[]
[]
[]
[]
[]
[]
[]
[]
[]
[]
[]
[]
[]
[]
[]
[]
[]
[]
[]
[]
[]
[]
[]
[]
[]
[]
[]
[]
[]
[]
[]
[]
[]
[]
[]
[]
[]
[]
[]
[]
[]
[]
[]
[]
[]
[]
[]
[]
[]
[]
[]
[]
[]
[]
[]
[]
[]
[]
[]
[]
[]
[]
[]
[]
[]
[]
[]
[]
[]
[]
[]
[]
[]
[]
[]
[]
[]
[]
[]
[]
[]
[]
[]
[]
[]
[]
[]
[]
[]
[]
[]
[]
[]
[]
[]
[]
[]
[]
[]
[]
[]
[]
[]
[]
[]
[]
[]
[]
[]
[]
[]
[]
[]
[]
[]
[]
[]
[]
[]
[]
[]
[]
[]
[]
[]
[]
[]
[]
[]
[]
[]
[]
[]
[]
[]
[]
[]
[]
[]
[]
[]
[]
[]
[]
[]
[]
[]
[]
[]
[]
[]
[]
[]
[]
[]
[]
[]
[]
[]
[]
[]
[]
[]
[]
[]
[]
[]
[]
[]
[]
[]
[]
[]
[]
[]
[]
[]
[]
[]
[]
[]
[]
[]
[]
[]
[]
[]
[]
[]
[]
[]
[]
[]
[]
[]
[]
[]
[]
[]
[]
[]
[]
[]
[]
[]
[]
[]
[]
[]
[]
[]
[]
[]
[]
[]
[]
[]
[]
[]
[]
[]
[]
[]
[]
[]
[]
[]
[]
[]
[]
[]
[]
[]
[]
[]
[]
[]
[]
[]
[]
[]
[]
[]
[]
[]
[]
[]
[]
[]
[]
[]
[]
[]
[]
[]
[]
[]
[]
[]
[]
[]
[]
[]
[]
[]
[]
[]
[]
[]
[]
[]
[]
[]
[]
[]
[]
[]
[]
[]
[]
[]
[]
[]
[]
[]
[]
[]
[]
[]
[]
[]
[]
[]
[]
[]
[]
[]
[]
[]
[]
[]
[]
[]
[]
[]
[]
[]
[]
[]
[]
[]
[]
[]
[]
[]
[]
[]
[]
[]
[]
[]
[]
[]
[]
[]
[]
[]
[]
[]
[]
[]
[]
[]
[]
[]
[]
[]
[]
[]
[]
[]
[]
[]
[]
[]
[]
[]
[]
[]
[]
[]
[]
[]
[]
[]
[]
[]
[]
[]
[]
[]
[]
[]
[]
[]
[]
[]
[]
[]
[]
[]
[]
[]
[]
[]
[]
[]
[]
[]
[]
[]
[]
[]
[]
[]
[]
[]
[]
[]
[]
[]
[]
[]
[]
[]
[]
[]
[]
[]
[]
[]
[]
[]
[]
[]
[]
[]
[]
[]
[]
[]
[]
[]
[]
[]
[]
[]
[]
[]
[]
[]
[]
[]
[]
[]
[]
[]
[]
[]
[]
[]
[]
[]
[]
[]
[]
[]
[]
[]
[]
[]
[]
[]
[]
[]
[]
[]
[]
[]
[]
[]
[]
[]
[]
[]
[]
[]
[]
[]
[]
[]
[]
[]
[]
[]
[]
[]
[]
[]
[]
[]
[]
[]
[]
[]
[]
[]
[]
[]
[]
[]
[]
[]
[]
[]
[]
[]
[]
[]
[]
[]
[]
[]
[]
[]
[]
[]
[]
[]
[]
[]
[]
[]
[]
[]
[]
[]
[]
[]
[]
[]
[]
[]
[]
[]
[]
[]
[]
[]
[]
[]
[]
[]
[]
[]
[]
[]
[]
[]
[]
[]
[]
[]
[]
[]
[]
[]
[]
[]
[]
[]
[]
[]
[]
[]
[]
[]
[]
[]
[]
[]
[]
[]
[]
[]
[]
[]
[]
[]
[]
[]
[]
[]
[]
[]
[]
[]
[]
[]
[]
[]
[]
[]
[]
[]
[]
[]
[]
[]
[]
[]
[]
[]
[]
[]
[]
[]
[]
[]
[]
[]
[]
[]
[]
[]
[]
[]
[]
[]
[]
[]
[]
[]
[]
[]
[]
[]
[]
[]
[]
[]
[]
[]
[]
[]
[]
[]
[]
[]
[]
[]
[]
[]
[]
[]
[]
[]
[]
[]
[]
[]
[]
[]
[]
[]
[]
[]
[]
[]
[]
[]
[]
[]
[]
[]
[]
[]
[]
[]
[]
[]
[]
[]
[]
[]
[]
[]
[]
[]
[]
[]
[]
[]
[]
[]
[]
[]
[]
[]
[]
[]
[]
[]
[]
[]
[]
[]
[]
[]
[]
[]
[]
[]
[]
[]
[]
[]
[]
[]
[]
[]
[]
[]
[]
[]
[]
[]
[]
[]
[]
[]
[]
[]
[]
[]
[]
[]
[]
[]
[]
[]
[]
[]
[]
[]
[]
[]
[]
[]
[]
[]
[]
[]
[]
[]
[]
[]
[]
[]
[]
[]
[]
[]
[]
[]
[]
[]
[]
[]
[]
[]
[]
[]
[]
[]
[]
[]
[]
[]
[]
[]
[]
[]
[]
[]
[]
[]
[]
[]
[]
[]
[]
[]
[]
[]
[]
[]
[]
[]
[]
[]
[]
[]
[]
[]
[]
[]
[]
[]
[]
[]
[]
[]
[]
[]
[]
[]
[]
[]
[]
[]
[]
[]
[]
[]
[]
[]
[]
[]
[]
[]
[]
[]
[]
[]
[]
[]
[]
[]
[]
[]
[]
[]
[]
[]
[]
[]
[]
[]
[]
[]
[]
[]
[]
[]
[]
[]
[]
[]
[]
[]
[]
[]
[]
[]
[]
[]
[]
[]
[]
[]
[]
[]
[]
[]
[]
[]
[]
[]
[]
[]
[]
[]
[]
[]
[]
[]
[]
[]
[]
[]
[]
[]
[]
[]
[]
[]
[]
[]
[]
[]
[]
[]
[]
[]
[]
[]
[]
[]
[]
[]
[]
[]
[]
[]
[]
[]
[]
[]
[]
[]
[]
[]
[]
[]
[]
[]
[]
[]
[]
[]
[]
[]
[]
[]
[]
[]
[]
[]
[]
[]
[]
[]
[]
[]
[]
[]
[]
[]
[]
[]
[]
[]
[]
[]
[]
[]
[]
[]
[]
[]
[]
[]
[]
[]
[]
[]
[]
[]
[]
[]
[]
[]
[]
[]
[]
[]
[]
[]
[]
[]
[]
[]
[]
[]
[]
[]
[]
[]
[]
[]
[]
[]
[]
[]
[]
[]
[]
[]
[]
[]
[]
[]
[]
[]
[]
[]
[]
[]
[]
[]
[]
[]
[]
[]
[]
[]
[]
[]
[]
[]
[]
[]
[]
[]
[]
[]
[]
[]
[]
[]
[]
[]
[]
[]
[]
[]
[]
[]
[]
[]
[]
[]
[]
[]
[]
[]
[]
[]
[]
[]
[]
[]
[]
[]
[]
[]
[]
[]
[]
[]
[]
[]
[]
[]
[]
[]
[]
[]
[]
[]
[]
[]
[]
[]
[]
[]
[]
[]
[]
[]
[]
[]
[]
[]
[]
[]
[]
[]
[]
[]
[]
[]
[]
[]
[]
[]
[]
[]
[]
[]
[]
[]
[]
[]
[]
[]
[]
[]
[]
[]
[]
[]
[]
[]
[]
[]
[]
[]
[]
[]
[]
[]
[]
[]
[]
[]
[]
[]
[]
[]
[]
[]
[]
[]
[]
[]
[]
[]
[]
[]
[]
[]
[]
[]
[]
[]
[]
[]
[]
[]
[]
[]
[]
[]
[]
[]
[]
[]
[]
[]
[]
[]
[]
[]
[]
[]
[]
[]
[]
[]
[]
[]
[]
[]
[]
[]
[]
[]
[]
[]
[]
[]
[]
[]
[]
[]
[]
[]
[]
[]
[]
[]
[]
[]
[]
[]
[]
[]
[]
[]
[]
[]
[]
[]
[]
[]
[]
[]
[]
[]
[]
[]
[]
[]
[]
[]
[]
[]
[]
[]
[]
[]
[]
[]
[]
[]
[]
[]
[]
[]
[]
[]
[]
[]
[]
[]
[]
[]
[]
[]
[]
[]
[]
[]
[]
[]
[]
[]
[]
[]
[]
[]
[]
[]
[]
[]
[]
[]
[]
[]
[]
[]
[]
[]
[]
[]
[]
[]
[]
[]
[]
[]
[]
[]
[]
[]
[]
[]
[]
[]
[]
[]
[]
[]
[]
[]
[]
[]
[]
[]
[]
[]
[]
[]
[]
[]
[]
[]
[]
[]
[]
[]
[]
[]
[]
[]
[]
[]
[]
[]
[]
[]
[]
[]
[]
[]
[]
[]
[]
[]
[]
[]
[]
[]
[]
[]
[]
[]
[]
[]
[]
[]
[]
[]
[]
[]
[]
[]
[]
[]
[]
[]
[]
[]
[]
[]
[]
[]
[]
[]
[]
[]
[]
[]
[]
[]
[]
[]
[]
[]
[]
[]
[]
[]
[]
[]
[]
[]
[]
[]
[]
[]
[]
[]
[]
[]
[]
[]
[]
[]
[]
[]
[]
[]
[]
[]
[]
[]
[]
[]
[]
[]
[]
[]
[]
[]
[]
[]
[]
[]
[]
[]
[]
[]
[]
[]
[]
[]
[]
[]
[]
[]
[]
[]
[]
[]
[]
[]
[]
[]
[]
[]
[]
[]
[]
[]
[]
[]
[]
[]
[]
[]
[]
[]
[]
[]
[]
[]
[]
[]
[]
[]
[]
[]
[]
[]
[]
[]
[]
[]
[]
[]
[]
[]
[]
[]
[]
[]
[]
[]
[]
[]
[]
[]
[]
[]
[]
[]
[]
[]
[]
[]
[]
[]
[]
[]
[]
[]
[]
[]
[]
[]
[]
[]
[]
[]
[]
[]
[]
[]
[]
[]
[]
[]
[]
[]
[]
[]
[]
[]
[]
[]
[]
[]
[]
[]
[]
[]
[]
[]
[]
[]
[]
[]
[]
[]
[]
[]
[]
[]
[]
[]
[]
[]
[]
[]
[]
[]
[]
[]
[]
[]
[]
[]
[]
[]
[]
[]
[]
[]
[]
[]
[]
[]
[]
[]
[]
[]
[]
[]
[]
[]
[]
[]
[]
[]
[]
[]
[]
[]
[]
[]
[]
[]
[]
[]
[]
[]
[]
[]
[]
[]
[]
[]
[]
[]
[]
[]
[]
[]
[]
[]
[]
[]
[]
[]
[]
[]
[]
[]
[]
[]
[]
[]
[]
[]
[]
[]
[]
[]
[]
[]
[]
[]
[]
[]
[]
[]
[]
[]
[]
[]
[]
[]
[]
[]
[]
[]
[]
[]
[]
[]
[]
[]
[]
[]
[]
[]
[]
[]
[]
[]
[]
[]
[]
[]
[]
[]
[]
[]
[]
[]
[]
[]
[]
[]
[]
[]
[]
[]
[]
[]
[]
[]
[]
[]
[]
[]
[]
[]
[]
[]
[]
[]
[]
[]
[]
[]
[]
[]
[]
[]
[]
[]
[]
[]
[]
[]
[]
[]
[]
[]
[]
[]
[]
[]
[]
[]
[]
[]
[]
[]
[]
[]
[]
[]
[]
[]
[]
[]
[]
[]
[]
[]
[]
[]
[]
[]
[]
[]
[]
[]
[]
[]
[]
[]
[]
[]
[]
[]
[]
[]
[]
[]
[]
[]
[]
[]
[]
[]
[]
[]
[]
[]
[]
[]
[]
[]
[]
[]
[]
[]
[]
[]
[]
[]
[]
[]
[]
[]
[]
[]
[]
[]
[]
[]
[]
[]
[]
[]
[]
[]
[]
[]
[]
[]
[]
[]
[]
[]
[]
[]
[]
[]
[]
[]
[]
[]
[]
[]
[]
[]
[]
[]
[]
[]
[]
[]
[]
[]
[]
[]
[]
[]
[]
[]
[]
[]
[]
[]
[]
[]
[]
[]
[]
[]
[]
[]
[]
[]
[]
[]
[]
[]
[]
[]
[]
[]
[]
[]
[]
[]
[]
[]
[]
[]
[]
[]
[]
[]
[]
[]
[]
[]
[]
[]
[]
[]
[]
[]
[]
[]
[]
[]
[]
[]
[]
[]
[]
[]
[]
[]
[]
[]
[]
[]
[]
[]
[]
[]
[]
[]
[]
[]
[]
[]
[]
[]
[]
[]
[]
[]
[]
[]
[]
[]
[]
[]
[]
[]
[]
[]
[]
[]
[]
[]
[]
[]
[]
[]
[]
[]
[]
[]
[]
[]
[]
[]
[]
[]
[]
[]
[]
[]
[]
[]
[]
[]
[]
[]
[]
[]
[]
[]
[]
[]
[]
[]
[]
[]
[]
[]
[]
[]
[]
[]
[]
[]
[]
[]
[]
[]
[]
[]
[]
[]
[]
[]
[]
[]
[]
[]
[]
[]
[]
[]
[]
[]
[]
[]
[]
[]
[]
[]
[]
[]
[]
[]
[]
[]
[]
[]
[]
[]
[]
[]
[]
[]
[]
[]
[]
[]
[]
[]
[]
[]
[]
[]
[]
[]
[]
[]
[]
[]
[]
[]
[]
[]
[]
[]
[]
[]
[]
[]
[]
[]
[]
[]
[]
[]
[]
[]
[]
[]
[]
[]
[]
[]
[]
[]
[]
[]
[]
[]
[]
[]
[]
[]
[]
[]
[]
[]
[]
[]
[]
[]
[]
[]
[]
[]
[]
[]
[]
[]
[]
[]
[]
[]
[]
[]
[]
[]
[]
[]
[]
[]
[]
[]
[]
[]
[]
[]
[]
[]
[]
[]
[]
[]
[]
[]
[]
[]
[]
[]
[]
[]
[]
[]
[]
[]
[]
[]
[]
[]
[]
[]
[]
[]
[]
[]
[]
[]
[]
[]
[]
[]
[]
[]
[]
[]
[]
[]
[]
[]
[]
[]
[]
[]
[]
[]
[]
[]
[]
[]
[]
[]
[]
[]
[]
[]
[]
[]
[]
[]
[]
[]
[]
[]
[]
[]
[]
[]
[]
[]
[]
[]
[]
[]
[]
[]
[]
[]
[]
[]
[]
[]
[]
[]
[]
[]
[]
[]
[]
[]
[]
[]
[]
[]
[]
[]
[]
[]
[]
[]
[]
[]
[]
[]
[]
[]
[]
[]
[]
[]
[]
[]
[]
[]
[]
[]
[]
[]
[]
[]
[]
[]
[]
[]
[]
[]
[]
[]
[]
[]
[]
[]
[]
[]
[]
[]
[]
[]
[]
[]
[]
[]
[]
[]
[]
[]
[]
[]
[]
[]
[]
[]
[]
[]
[]
[]
[]
[]
[]
[]
[]
[]
[]
[]
[]
[]
[]
[]
[]
[]
[]
[]
[]
[]
[]
[]
[]
[]
[]
[]
[]
[]
[]
[]
[]
[]
[]
[]
[]
[]
[]
[]
[]
[]
[]
[]
[]
[]
[]
[]
[]
[]
[]
[]
[]
[]
[]
[]
[]
[]
[]
[]
[]
[]
[]
[]
[]
[]
[]
[]
[]
[]
[]
[]
[]
[]
[]
[]
[]
[]
[]
[]
[]
[]
[]
[]
[]
[]
[]
[]
[]
[]
[]
[]
[]
[]
[]
[]
[]
[]
[]
[]
[]
[]
[]
[]
[]
[]
[]
[]
[]
[]
[]
[]
[]
[]
[]
[]
[]
[]
[]
[]
[]
[]
[]
[]
[]
[]
[]
[]
[]
[]
[]
[]
[]
[]
[]
[]
[]
[]
[]
[]
[]
[]
[]
[]
[]
[]
[]
[]
[]
[]
[]
[]
[]
[]
[]
[]
[]
[]
[]
[]
[]
[]
[]
[]
[]
[]
[]
[]
[]
[]
[]
[]
[]
[]
[]
[]
[]
[]
[]
[]
[]
[]
[]
[]
[]
[]
[]
[]
[]
[]
[]
[]
[]
[]
[]
[]
[]
[]
[]
[]
[]
[]
[]
[]
[]
[]
[]
[]
[]
[]
[]
[]
[]
[]
[]
[]
[]
[]
[]
[]
[]
[]
[]
[]
[]
[]
[]
[]
[]
[]
[]
[]
[]
[]
[]
[]
[]
[]
[]
[]
[]
[]
[]
[]
[]
[]
[]
[]
[]
[]
[]
[]
[]
[]
[]
[]
[]
[]
[]
[]
[]
[]
[]
[]
[]
[]
[]
[]
[]
[]
[]
[]
[]
[]
[]
[]
[]
[]
[]
[]
[]
[]
[]
[]
[]
[]
[]
[]
[]
[]
[]
[]
[]
[]
[]
[]
[]
[]
[]
[]
[]
[]
[]
[]
[]
[]
[]
[]
[]
[]
[]
[]
[]
[]
[]
[]
[]
[]
[]
[]
[]
[]
[]
[]
[]
[]
[]
[]
[]
[]
[]
[]
[]
[]
[]
[]
[]
[]
[]
[]
[]
[]
[]
[]
[]
[]
[]
[]
[]
[]
[]
[]
[]
[]
[]
[]
[]
[]
[]
[]
[]
[]
[]
[]
[]
[]
[]
[]
[]
[]
[]
[]
[]
[]
[]
[]
[]
[]
[]
[]
[]
[]
[]
[]
[]
[]
[]
[]
[]
[]
[]
[]
[]
[]
[]
[]
[]
[]
[]
[]
[]
[]
[]
[]
[]
[]
[]
[]
[]
[]
[]
[]
[]
[]
[]
[]
[]
[]
[]
[]
[]
[]
[]
[]
[]
[]
[]
[]
[]
[]
[]
[]
[]
[]
[]
[]
[]
[]
[]
[]
[]
[]
[]
[]
[]
[]
[]
[]
[]
[]
[]
[]
[]
[]
[]
[]
[]
[]
[]
[]
[]
[]
[]
[]
[]
[]
[]
[]
[]
[]
[]
[]
[]
[]
[]
[]
[]
[]
[]
[]
[]
[]
[]
[]
[]
[]
[]
[]
[]
[]
[]
[]
[]
[]
[]
[]
[]
[]
[]
[]
[]
[]
[]
[]
[]
[]
[]
[]
[]
[]
[]
[]
[]
[]
[]
[]
[]
[]
[]
[]
[]
[]
[]
[]
[]
[]
[]
[]
[]
[]
[]
[]
[]
[]
[]
[]
[]
[]
[]
[]
[]
[]
[]
[]
[]
[]
[]
[]
[]
[]
[]
[]
[]
[]
[]
[]
[]
[]
[]
[]
[]
[]
[]
[]
[]
[]
[]
[]
[]
[]
[]
[]
[]
[]
[]
[]
[]
[]
[]
[]
[]
[]
[]
[]
[]
[]
[]
[]
[]
[]
[]
[]
[]
[]
[]
[]
[]
[]
[]
[]
[]
[]
[]
[]
[]
[]
[]
[]
[]
[]
[]
[]
[]
[]
[]
[]
[]
[]
[]
[]
[]
[]
[]
[]
[]
[]
[]
[]
[]
[]
[]
[]
[]
[]
[]
[]
[]
[]
[]
[]
[]
[]
[]
[]
[]
[]
[]
[]
[]
[]
[]
[]
[]
[]
[]
[]
[]
[]
[]
[]
[]
[]
[]
[]
[]
[]
[]
[]
[]
[]
[]
[]
[]
[]
[]
[]
[]
[]
[]
[]
[]
[]
[]
[]
[]
[]
[]
[]
[]
[]
[]
[]
[]
[]
[]
[]
[]
[]
[]
[]
[]
[]
[]
[]
[]
[]
[]
[]
[]
[]
[]
[]
[]
[]
[]
[]
[]
[]
[]
[]
[]
[]
[]
[]
[]
[]
[]
[]
[]
[]
[]
[]
[]
[]
[]
[]
[]
[]
[]
[]
[]
[]
[]
[]
[]
[]
[]
[]
[]
[]
[]
[]
[]
[]
[]
[]
[]
[]
[]
[]
[]
[]
[]
[]
[]
[]
[]
[]
[]
[]
[]
[]
[]
[]
[]
[]
[]
[]
[]
[]
[]
[]
[]
[]
[]
[]
[]
[]
[]
[]
[]
[]
[]
[]
[]
[]
[]
[]
[]
[]
[]
[]
[]
[]
[]
[]
[]
[]
[]
[]
[]
[]
[]
[]
[]
[]
[]
[]
[]
[]
[]
[]
[]
[]
[]
[]
[]
[]
[]
[]
[]
[]
[]
[]
[]
[]
[]
[]
[]
[]
[]
[]
[]
[]
[]
[]
[]
[]
[]
[]
[]
[]
[]
[]
[]
[]
[]
[]
[]
[]
[]
[]
[]
[]
[]
[]
[]
[]
[]
[]
[]
[]
[]
[]
[]
[]
[]
[]
[]
[]
[]
[]
[]
[]
[]
[]
[]
[]
[]
[]
[]
[]
[]
[]
[]
[]
[]
[]
[]
[]
[]
[]
[]
[]
[]
[]
[]
[]
[]
[]
[]
[]
[]
[]
[]
[]
[]
[]
[]
[]
[]
[]
[]
[]
[]
[]
[]
[]
[]
[]
[]
[]
[]
[]
[]
[]
[]
[]
[]
[]
[]
[]
[]
[]
[]
[]
[]
[]
[]
[]
[]
[]
[]
[]
[]
[]
[]
[]
[]
[]
[]
[]
[]
[]
[]
[]
[]
[]
[]
[]
[]
[]
[]
[]
[]
[]
[]
[]
[]
[]
[]
[]
[]
[]
[]
[]
[]
[]
[]
[]
[]
[]
[]
[]
[]
[]
[]
[]
[]
[]
[]
[]
[]
[]
[]
[]
[]
[]
[]
[]
[]
[]
[]
[]
[]
[]
[]
[]
[]
[]
[]
[]
[]
[]
[]
[]
[]
[]
[]
[]
[]
[]
[]
[]
[]
[]
[]
[]
[]
[]
[]
[]
[]
[]
[]
[]
[]
[]
[]
[]
[]
[]
[]
[]
[]
[]
[]
[]
[]
[]
[]
[]
[]
[]
[]
[]
[]
[]
[]
[]
[]
[]
[]
[]
[]
[]
[]
[]
[]
[]
[]
[]
[]
[]
[]
[]
[]
[]
[]
[]
[]
[]
[]
[]
[]
[]
[]
[]
[]
[]
[]
[]
[]
[]
[]
[]
[]
[]
[]
[]
[]
[]
[]
[]
[]
[]
[]
[]
[]
[]
[]
[]
[]
[]
[]
[]
[]
[]
[]
[]
[]
[]
[]
[]
[]
[]
[]
[]
[]
[]
[]
[]
[]
[]
[]
[]
[]
[]
[]
[]
[]
[]
[]
[]
[]
[]
[]
[]
[]
[]
[]
[]
[]
[]
[]
[]
[]
[]
[]
[]
[]
[]
[]
[]
[]
[]
[]
[]
[]
[]
[]
[]
[]
[]
[]
[]
[]
[]
[]
[]
[]
[]
[]
[]
[]
[]
[]
[]
[]
[]
[]
[]
[]
[]
[]
[]
[]
[]
[]
[]
[]
[]
[]
[]
[]
[]
[]
[]
[]
[]
[]
[]
[]
[]
[]
[]
[]
[]
[]
[]
[]
[]
[]
[]
[]
[]
[]
[]
[]
[]
[]
[]
[]
[]
[]
[]
[]
[]
[]
[]
[]
[]
[]
[]
[]
[]
[]
[]
[]
[]
[]
[]
[]
[]
[]
[]
[]
[]
[]
[]
[]
[]
[]
[]
[]
[]
[]
[]
[]
[]
[]
[]
[]
[]
[]
[]
[]
[]
[]
[]
[]
[]
[]
[]
[]
[]
[]
[]
[]
[]
[]
[]
[]
[]
[]
[]
[]
[]
[]
[]
[]
[]
[]
[]
[]
[]
[]
[]
[]
[]
[]
[]
[]
[]
[]
[]
[]
[]
[]
[]
[]
[]
[]
[]
[]
[]
[]
[]
[]
[]
[]
[]
[]
[]
[]
[]
[]
[]
[]
[]
[]
[]
[]
[]
[]
[]
[]
[]
[]
[]
[]
[]
[]
[]
[]
[]
[]
[]
[]
[]
[]
[]
[]
[]
[]
[]
[]
[]
[]
[]
[]
[]
[]
[]
[]
[]
[]
[]
[]
[]
[]
[]
[]
[]
[]
[]
[]
[]
[]
[]
[]
[]
[]
[]
[]
[]
[]
[]
[]
[]
[]
[]
[]
[]
[]
[]
[]
[]
[]
[]
[]
[]
[]
[]
[]
[]
[]
[]
[]
[]
[]
[]
[]
[]
[]
[]
[]
[]
[]
[]
[]
[]
[]
[]
[]
[]
[]
[]
[]
[]
[]
[]
[]
[]
[]
[]
[]
[]
[]
[]
[]
[]
[]
[]
[]
[]
[]
[]
[]
[]
[]
[]
[]
[]
[]
[]
[]
[]
[]
[]
[]
[]
[]
[]
[]
[]
[]
[]
[]
[]
[]
[]
[]
[]
[]
[]
[]
[]
[]
[]
[]
[]
[]
[]
[]
[]
[]
[]
[]
[]
[]
[]
[]
[]
[]
[]
[]
[]
[]
[]
[]
[]
[]
[]
[]
[]
[]
[]
[]
[]
[]
[]
[]
[]
[]
[]
[]
[]
[]
[]
[]
[]
[]
[]
[]
[]
[]
[]
[]
[]
[]
[]
[]
[]
[]
[]
[]
[]
[]
[]
[]
[]
[]
[]
[]
[]
[]
[]
[]
[]
[]
[]
[]
[]
[]
[]
[]
[]
[]
[]
[]
[]
[]
[]
[]
[]
[]
[]
[]
[]
[]
[]
[]
[]
[]
[]
[]
[]
[]
[]
[]
[]
[]
[]
[]
[]
[]
[]
[]
[]
[]
[]
[]
[]
[]
[]
[]
[]
[]
[]
[]
[]
[]
[]
[]
[]
[]
[]
[]
[]
[]
[]
[]
[]
[]
[]
[]
[]
[]
[]
[]
[]
[]
[]
[]
[]
[]
[]
[]
[]
[]
[]
[]
[]
[]
[]
[]
[]
[]
[]
[]
[]
[]
[]
[]
[]
[]
[]
[]
[]
[]
[]
[]
[]
[]
[]
[]
[]
[]
[]
[]
[]
[]
[]
[]
[]
[]
[]
[]
[]
[]
[]
[]
[]
[]
[]
[]
[]
[]
[]
[]
[]
[]
[]
[]
[]
[]
[]
[]
[]
[]
[]
[]
[]
[]
[]
[]
[]
[]
[]
[]
[]
[]
[]
[]
[]
[]
[]
[]
[]
[]
[]
[]
[]
[]
[]
[]
[]
[]
[]
[]
[]
[]
[]
[]
[]
[]
[]
[]
[]
[]
[]
[]
[]
[]
[]
[]
[]
[]
[]
[]
[]
[]
[]
[]
[]
[]
[]
[]
[]
[]
[]
[]
[]
[]
[]
[]
[]
[]
[]
[]
[]
[]
[]
[]
[]
[]
[]
[]
[]
[]
[]
[]
[]
[]
[]
[]
[]
[]
[]
[]
[]
[]
[]
[]
[]
[]
[]
[]
[]
[]
[]
[]
[]
[]
[]
[]
[]
[]
[]
[]
[]
[]
[]
[]
[]
[]
[]
[]
[]
[]
[]
[]
[]
[]
[]
[]
[]
[]
[]
[]
[]
[]
[]
[]
[]
[]
[]
[]
[]
[]
[]
[]
[]
[]
[]
[]
[]
[]
[]
[]
[]
[]
[]
[]
[]
[]
[]
[]
[]
[]
[]
[]
[]
[]
[]
[]
[]
[]
[]
[]
[]
[]
[]
[]
[]
[]
[]
[]
[]
[]
[]
[]
[]
[]
[]
[]
[]
[]
[]
[]
[]
[]
[]
[]
[]
[]
[]
[]
[]
[]
[]
[]
[]
[]
[]
[]
[]
[]
[]
[]
[]
[]
[]
[]
[]
[]
[]
[]
[]
[]
[]
[]
[]
[]
[]
[]
[]
[]
[]
[]
[]
[]
[]
[]
[]
[]
[]
[]
[]
[]
[]
[]
[]
[]
[]
[]
[]
[]
[]
[]
[]
[]
[]
[]
[]
[]
[]
[]
[]
[]
[]
[]
[]
[]
[]
[]
[]
[]
[]
[]
[]
[]
[]
[]
[]
[]
[]
[]
[]
[]
[]
[]
[]
[]
[]
[]
[]
[]
[]
[]
[]
[]
[]
[]
[]
[]
[]
[]
[]
[]
[]
[]
[]
[]
[]
[]
[]
[]
[]
[]
[]
[]
[]
[]
[]
[]
[]
[]
[]
[]
[]
[]
[]
[]
[]
[]
[]
[]
[]
[]
[]
[]
[]
[]
[]
[]
[]
[]
[]
[]
[]
[]
[]
[]
[]
[]
[]
[]
[]
[]
[]
[]
[]
[]
[]
[]
[]
[]
[]
[]
[]
[]
[]
[]
[]
[]
[]
[]
[]
[]
[]
[]
[]
[]
[]
[]
[]
[]
[]
[]
[]
[]
[]
[]
[]
[]
[]
[]
[]
[]
[]
[]
[]
[]
[]
[]
[]
[]
[]
[]
[]
[]
[]
[]
[]
[]
[]
[]
[]
[]
[]
[]
[]
[]
[]
[]
[]
[]
[]
[]
[]
[]
[]
[]
[]
[]
[]
[]
[]
[]
[]
[]
[]
[]
[]
[]
[]
[]
[]
[]
[]
[]
[]
[]
[]
[]
[]
[]
[]
[]
[]
[]
[]
[]
[]
[]
[]
[]
[]
[]
[]
[]
[]
[]
[]
[]
[]
[]
[]
[]
[]
[]
[]
[]
[]
[]
[]
[]
[]
[]
[]
[]
[]
[]
[]
[]
[]
[]
[]
[]
[]
[]
[]
[]
[]
[]
[]
[]
[]
[]
[]
[]
[]
[]
[]
[]
[]
[]
[]
[]
[]
[]
[]
[]
[]
[]
[]
[]
[]
[]
[]
[]
[]
[]
[]
[]
[]
[]
[]
[]
[]
[]
[]
[]
[]
[]
[]
[]
[]
[]
[]
[]
[]
[]
[]
[]
[]
[]
[]
[]
[]
[]
[]
[]
[]
[]
[]
[]
[]
[]
[]
[]
[]
[]
[]
[]
[]
[]
[]
[]
[]
[]
[]
[]
[]
[]
[]
[]
[]
[]
[]
[]
[]
[]
[]
[]
[]
[]
[]
[]
[]
[]
[]
[]
[]
[]
[]
[]
[]
[]
[]
[]
[]
[]
[]
[]
[]
[]
[]
[]
[]
[]
[]
[]
[]
[]
[]
[]
[]
[]
[]
[]
[]
[]
[]
[]
[]
[]
[]
[]
[]
[]
[]
[]
[]
[]
[]
[]
[]
[]
[]
[]
[]
[]
[]
[]
[]
[]
[]
[]
[]
[]
[]
[]
[]
[]
[]
[]
[]
[]
[]
[]
[]
[]
[]
[]
[]
[]
[]
[]
[]
[]
[]
[]
[]
[]
[]
[]
[]
[]
[]
[]
[]
[]
[]
[]
[]
[]
[]
[]
[]
[]
[]
[]
[]
[]
[]
[]
[]
[]
[]
[]
[]
[]
[]
[]
[]
[]
[]
[]
[]
[]
[]
[]
[]
[]
[]
[]
[]
[]
[]
[]
[]
[]
[]
[]
[]
[]
[]
[]
[]
[]
[]
[]
[]
[]
[]
[]
[]
[]
[]
[]
[]
[]
[]
[]
[]
[]
[]
[]
[]
[]
[]
[]
[]
[]
[]
[]
[]
[]
[]
[]
[]
[]
[]
[]
[]
[]
[]
[]
[]
[]
[]
[]
[]
[]
[]
[]
[]
[]
[]
[]
[]
[]
[]
[]
[]
[]
[]
[]
[]
[]
[]
[]
[]
[]
[]
[]
[]
[]
[]
[]
[]
[]
[]
[]
[]
[]
[]
[]
[]
[]
[]
[]
[]
[]
[]
[]
[]
[]
[]
[]
[]
[]
[]
[]
[]
[]
[]
[]
[]
[]
[]
[]
[]
[]
[]
[]
[]
[]
[]
[]
[]
[]
[]
[]
[]
[]
[]
[]
[]
[]
[]
[]
[]
[]
[]
[]
[]
[]
[]
[]
[]
[]
[]
[]
[]
[]
[]
[]
[]
[]
[]
[]
[]
[]
[]
[]
[]
[]
[]
[]
[]
[]
[]
[]
[]
[]
[]
[]
[]
[]
[]
[]
[]
[]
[]
[]
[]
[]
[]
[]
[]
[]
[]
[]
[]
[]
[]
[]
[]
[]
[]
[]
[]
[]
[]
[]
[]
[]
[]
[]
[]
[]
[]
[]
[]
[]
[]
[]
[]
[]
[]
[]
[]
[]
[]
[]
[]
[]
[]
[]
[]
[]
[]
[]
[]
[]
[]
[]
[]
[]
[]
[]
[]
[]
[]
[]
[]
[]
[]
[]
[]
[]
[]
[]
[]
[]
[]
[]
[]
[]
[]
[]
[]
[]
[]
[]
[]
[]
[]
[]
[]
[]
[]
[]
[]
[]
[]
[]
[]
[]
[]
[]
[]
[]
[]
[]
[]
[]
[]
[]
[]
[]
[]
[]
[]
[]
[]
[]
[]
[]
[]
[]
[]
[]
[]
[]
[]
[]
[]
[]
[]
[]
[]
[]
[]
[]
[]
[]
[]
[]
[]
[]
[]
[]
[]
[]
[]
[]
[]
[]
[]
[]
[]
[]
[]
[]
[]
[]
[]
[]
[]
[]
[]
[]
[]
[]
[]
[]
[]
[]
[]
[]
[]
[]
[]
[]
[]
[]
[]
[]
[]
[]
[]
[]
[]
[]
[]
[]
[]
[]
[]
[]
[]
[]
[]
[]
[]
[]
[]
[]
[]
[]
[]
[]
[]
[]
[]
[]
[]
[]
[]
[]
[]
[]
[]
[]
[]
[]
[]
[]
[]
[]
[]
[]
[]
[]
[]
[]
[]
[]
[]
[]
[]
[]
[]
[]
[]
[]
[]
[]
[]
[]
[]
[]
[]
[]
[]
[]
[]
[]
[]
[]
[]
[]
[]
[]
[]
[]
[]
[]
[]
[]
[]
[]
[]
[]
[]
[]
[]
[]
[]
[]
[]
[]
[]
[]
[]
[]
[]
[]
[]
[]
[]
[]
[]
[]
[]
[]
[]
[]
[]
[]
[]
[]
[]
[]
[]
[]
[]
[]
[]
[]
[]
[]
[]
[]
[]
[]
[]
[]
[]
[]
[]
[]
[]
[]
[]
[]
[]
[]
[]
[]
[]
[]
[]
[]
[]
[]
[]
[]
[]
[]
[]
[]
[]
[]
[]
[]
[]
[]
[]
[]
[]
[]
[]
[]
[]
[]
[]
[]
[]
[]
[]
[]
[]
[]
[]
[]
[]
[]
[]
[]
[]
[]
[]
[]
[]
[]
[]
[]
[]
[]
[]
[]
[]
[]
[]
[]
[]
[]
[]
[]
[]
[]
[]
[]
[]
[]
[]
[]
[]
[]
[]
[]
[]
[]
[]
[]
[]
[]
[]
[]
[]
[]
[]
[]
[]
[]
[]
[]
[]
[]
[]
[]
[]
[]
[]
[]
[]
[]
[]
[]
[]
[]
[]
[]
[]
[]
[]
[]
[]
[]
[]
[]
[]
[]
[]
[]
[]
[]
[]
[]
[]
[]
[]
[]
[]
[]
[]
[]
[]
[]
[]
[]
[]
[]
[]
[]
[]
[]
[]
[]
[]
[]
[]
[]
[]
[]
[]
[]
[]
[]
[]
[]
[]
[]
[]
[]
[]
[]
[]
[]
[]
[]
[]
[]
[]
[]
[]
[]
[]
[]
[]
[]
[]
[]
[]
[]
[]
[]
[]
[]
[]
[]
[]
[]
[]
[]
[]
[]
[]
[]
[]
[]
[]
[]
[]
[]
[]
[]
[]
[]
[]
[]
[]
[]
[]
[]
[]
[]
[]
[]
[]
[]
[]
[]
[]
[]
[]
[]
[]
[]
[]
[]
[]
[]
[]
[]
[]
[]
[]
[]
[]
[]
[]
[]
[]
[]
[]
[]
[]
[]
[]
[]
[]
[]
[]
[]
[]
[]
[]
[]
[]
[]
[]
[]
[]
[]
[]
[]
[]
[]
[]
[]
[]
[]
[]
[]
[]
[]
[]
[]
[]
[]
[]
[]
[]
[]
[]
[]
[]
[]
[]
[]
[]
[]
[]
[]
[]
[]
[]
[]
[]
[]
[]
[]
[]
[]
[]
[]
[]
[]
[]
[]
[]
[]
[]
[]
[]
[]
[]
[]
[]
[]
[]
[]
[]
[]
[]
[]
[]
[]
[]
[]
[]
[]
[]
[]
[]
[]
[]
[]
[]
[]
[]
[]
[]
[]
[]
[]
[]
[]
[]
[]
[]
[]
[]
[]
[]
[]
[]
[]
[]
[]
[]
[]
[]
[]
[]
[]
[]
[]
[]
[]
[]
[]
[]
[]
[]
[]
[]
[]
[]
[]
[]
[]
[]
[]
[]
[]
[]
[]
[]
[]
[]
[]
[]
[]
[]
[]
[]
[]
[]
[]
[]
[]
[]
[]
[]
[]
[]
[]
[]
[]
[]
[]
[]
[]
[]
[]
[]
[]
[]
[]
[]
[]
[]
[]
[]
[]
[]
[]
[]
[]
[]
[]
[]
[]
[]
[]
[]
[]
[]
[]
[]
[]
[]
[]
[]
[]
[]
[]
[]
[]
[]
[]
[]
[]
[]
[]
[]
[]
[]
[]
[]
[]
[]
[]
[]
[]
[]
[]
[]
[]
[]
[]
[]
[]
[]
[]
[]
[]
[]
[]
[]
[]
[]
[]
[]
[]
[]
[]
[]
[]
[]
[]
[]
[]
[]
[]
[]
[]
[]
[]
[]
[]
[]
[]
[]
[]
[]
[]
[]
[]
[]
[]
[]
[]
[]
[]
[]
[]
[]
[]
[]
[]
[]
[]
[]
[]
[]
[]
[]
[]
[]
[]
[]
[]
[]
[]
[]
[]
[]
[]
[]
[]
[]
[]
[]
[]
[]
[]
[]
[]
[]
[]
[]
[]
[]
[]
[]
[]
[]
[]
[]
[]
[]
[]
[]
[]
[]
[]
[]
[]
[]
[]
[]
[]
[]
[]
[]
[]
[]
[]
[]
[]
[]
[]
[]
[]
[]
[]
[]
[]
[]
[]
[]
[]
[]
[]
[]
[]
[]
[]
[]
[]
[]
[]
[]
[]
[]
[]
[]
[]
[]
[]
[]
[]
[]
[]
[]
[]
[]
[]
[]
[]
[]
[]
[]
[]
[]
[]
[]
[]
[]
[]
[]
[]
[]
[]
[]
[]
[]
[]
[]
[]
[]
[]
[]
[]
[]
[]
[]
[]
[]
[]
[]
[]
[]
[]
[]
[]
[]
[]
[]
[]
[]
[]
[]
[]
[]
[]
[]
[]
[]
[]
[]
[]
[]
[]
[]
[]
[]
[]
[]
[]
[]
[]
[]
[]
[]
[]
[]
[]
[]
[]
[]
[]
[]
[]
[]
[]
[]
[]
[]
[]
[]
[]
[]
[]
[]
[]
[]
[]
[]
[]
[]
[]
[]
[]
[]
[]
[]
[]
[]
[]
[]
[]
[]
[]
[]
[]
[]
[]
[]
[]
[]
[]
[]
[]
[]
[]
[]
[]
[]
[]
[]
[]
[]
[]
[]
[]
[]
[]
[]
[]
[]
[]
[]
[]
[]
[]
[]
[]
[]
[]
[]
[]
[]
[]
[]
[]
[]
[]
[]
[]
[]
[]
[]
[]
[]
[]
[]
[]
[]
[]
[]
[]
[]
[]
[]
[]
[]
[]
[]
[]
[]
[]
[]
[]
[]
[]
[]
[]
[]
[]
[]
[]
[]
[]
[]
[]
[]
[]
[]
[]
[]
[]
[]
[]
[]
[]
[]
[]
[]
[]
[]
[]
[]
[]
[]
[]
[]
[]
[]
[]
[]
[]
[]
[]
[]
[]
[]
[]
[]
[]
[]
[]
[]
[]
[]
[]
[]
[]
[]
[]
[]
[]
[]
[]
[]
[]
[]
[]
[]
[]
[]
[]
[]
[]
[]
[]
[]
[]
[]
[]
[]
[]
[]
[]
[]
[]
[]
[]
[]
[]
[]
[]
[]
[]
[]
[]
[]
[]
[]
[]
[]
[]
[]
[]
[]
[]
[]
[]
[]
[]
[]
[]
[]
[]
[]
[]
[]
[]
[]
[]
[]
[]
[]
[]
[]
[]
[]
[]
[]
[]
[]
[]
[]
[]
[]
[]
[]
[]
[]
[]
[]
[]
[]
[]
[]
[]
[]
[]
[]
[]
[]
[]
[]
[]
[]
[]
[]
[]
[]
[]
[]
[]
[]
[]
[]
[]
[]
[]
[]
[]
[]
[]
[]
[]
[]
[]
[]
[]
[]
[]
[]
[]
[]
[]
[]
[]
[]
[]
[]
[]
[]
[]
[]
[]
[]
[]
[]
[]
[]
[]
[]
[]
[]
[]
[]
[]
[]
[]
[]
[]
[]
[]
[]
[]
[]
[]
[]
[]
[]
[]
[]
[]
[]
[]
[]
[]
[]
[]
[]
[]
[]
[]
[]
[]
[]
[]
[]
[]
[]
[]
[]
[]
[]
[]
[]
[]
[]
[]
[]
[]
[]
[]
[]
[]
[]
[]
[]
[]
[]
[]
[]
[]
[]
[]
[]
[]
[]
[]
[]
[]
[]
[]
[]
[]
[]
[]
[]
[]
[]
[]
[]
[]
[]
[]
[]
[]
[]
[]
[]
[]
[]
[]
[]
[]
[]
[]
[]
[]
[]
[]
[]
[]
[]
[]
[]
[]
[]
[]
[]
[]
[]
[]
[]
[]
[]
[]
[]
[]
[]
[]
[]
[]
[]
[]
[]
[]
[]
[]
[]
[]
[]
[]
[]
[]
[]
[]
[]
[]
[]
[]
[]
[]
[]
[]
[]
[]
[]
[]
[]
[]
[]
[]
[]
[]
[]
[]
[]
[]
[]
[]
[]
[]
[]
[]
[]
[]
[]
[]
[]
[]
[]
[]
[]
[]
[]
[]
[]
[]
[]
[]
[]
[]
[]
[]
[]
[]
[]
[]
[]
[]
[]
[]
[]
[]
[]
[]
[]
[]
[]
[]
[]
[]
[]
[]
[]
[]
[]
[]
[]
[]
[]
[]
[]
[]
[]
[]
[]
[]
[]
[]
[]
[]
[]
[]
[]
[]
[]
[]
[]
[]
[]
[]
[]
[]
[]
[]
[]
[]
[]
[]
[]
[]
[]
[]
[]
[]
[]
[]
[]
[]
[]
[]
[]
[]
[]
[]
[]
[]
[]
[]
[]
[]
[]
[]
[]
[]
[]
[]
[]
[]
[]
[]
[]
[]
[]
[]
[]
[]
[]
[]
[]
[]
[]
[]
[]
[]
[]
[]
[]
[]
[]
[]
[]
[]
[]
[]
[]
[]
[]
[]
[]
[]
[]
[]
[]
[]
[]
[]
[]
[]
[]
[]
[]
[]
[]
[]
[]
[]
[]
[]
[]
[]
[]
[]
[]
[]
[]
[]
[]
[]
[]
[]
[]
[]
[]
[]
[]
[]
[]
[]
[]
[]
[]
[]
[]
[]
[]
[]
[]
[]
[]
[]
[]
[]
[]
[]
[]
[]
[]
[]
[]
[]
[]
[]
[]
[]
[]
[]
[]
[]
[]
[]
[]
[]
[]
[]
[]
[]
[]
[]
[]
[]
[]
[]
[]
[]
[]
[]
[]
[]
[]
[]
[]
[]
[]
[]
[]
[]
[]
[]
[]
[]
[]
[]
[]
[]
[]
[]
[]
[]
[]
[]
[]
[]
[]
[]
[]
[]
[]
[]
[]
[]
[]
[]
[]
[]
[]
[]
[]
[]
[]
[]
[]
[]
[]
[]
[]
[]
[]
[]
[]
[]
[]
[]
[]
[]
[]
[]
[]
[]
[]
[]
[]
[]
[]
[]
[]
[]
[]
[]
[]
[]
[]
[]
[]
[]
[]
[]
[]
[]
[]
[]
[]
[]
[]
[]
[]
[]
[]
[]
[]
[]
[]
[]
[]
[]
[]
[]
[]
[]
[]
[]
[]
[]
[]
[]
[]
[]
[]
[]
[]
[]
[]
[]
[]
[]
[]
[]
[]
[]
[]
[]
[]
[]
[]
[]
[]
[]
[]
[]
[]
[]
[]
[]
[]
[]
[]
[]
[]
[]
[]
[]
[]
[]
[]
[]
[]
[]
[]
[]
[]
[]
[]
[]
[]
[]
[]
[]
[]
[]
[]
[]
[]
[]
[]
[]
[]
[]
[]
[]
[]
[]
[]
[]
[]
[]
[]
[]
[]
[]
[]
[]
[]
[]
[]
[]
[]
[]
[]
[]
[]
[]
[]
[]
[]
[]
[]
[]
[]
[]
[]
[]
[]
[]
[]
[]
[]
[]
[]
[]
[]
[]
[]
[]
[]
[]
[]
[]
[]
[]
[]
[]
[]
[]
[]
[]
[]
[]
[]
[]
[]
[]
[]
[]
[]
[]
[]
[]
[]
[]
[]
[]
[]
[]
[]
[]
[]
[]
[]
[]
[]
[]
[]
[]
[]
[]
[]
[]
[]
[]
[]
[]
[]
[]
[]
[]
[]
[]
[]
[]
[]
[]
[]
[]
[]
[]
[]
[]
[]
[]
[]
[]
[]
[]
[]
[]
[]
[]
[]
[]
[]
[]
[]
[]
[]
[]
[]
[]
[]
[]
[]
[]
[]
[]
[]
[]
[]
[]
[]
[]
[]
[]
[]
[]
[]
[]
[]
[]
[]
[]
[]
[]
[]
[]
[]
[]
[]
[]
[]
[]
[]
[]
[]
[]
[]
[]
[]
[]
[]
[]
[]
[]
[]
[]
[]
[]
[]
[]
[]
[]
[]
[]
[]
[]
[]
[]
[]
[]
[]
[]
[]
[]
[]
[]
[]
[]
[]
[]
[]
[]
[]
[]
[]
[]
[]
[]
[]
[]
[]
[]
[]
[]
[]
[]
[]
[]
[]
[]
[]
[]
[]
[]
[]
[]
[]
[]
[]
[]
[]
[]
[]
[]
[]
[]
[]
[]
[]
[]
[]
[]
[]
[]
[]
[]
[]
[]
[]
[]
[]
[]
[]
[]
[]
[]
[]
[]
[]
[]
[]
[]
[]
[]
[]
[]
[]
[]
[]
[]
[]
[]
[]
[]
[]
[]
[]
[]
[]
[]
[]
[]
[]
[]
[]
[]
[]
[]
[]
[]
[]
[]
[]
[]
[]
[]
[]
[]
[]
[]
[]
[]
[]
[]
[]
[]
[]
[]
[]
[]
[]
[]
[]
[]
[]
[]
[]
[]
[]
[]
[]
[]
[]
[]
[]
[]
[]
[]
[]
[]
[]
[]
[]
[]
[]
[]
[]
[]
[]
[]
[]
[]
[]
[]
[]
[]
[]
[]
[]
[]
[]
[]
[]
[]
[]
[]
[]
[]
[]
[]
[]
[]
[]
[]
[]
[]
[]
[]
[]
[]
[]
[]
[]
[]
[]
[]
[]
[]
[]
[]
[]
[]
[]
[]
[]
[]
[]
[]
[]
[]
[]
[]
[]
[]
[]
[]
[]
[]
[]
[]
[]
[]
[]
[]
[]
[]
[]
[]
[]
[]
[]
[]
[]
[]
[]
[]
[]
[]
[]
[]
[]
[]
[]
[]
[]
[]
[]
[]
[]
[]
[]
[]
[]
[]
[]
[]
[]
[]
[]
[]
[]
[]
[]
[]
[]
[]
[]
[]
[]
[]
[]
[]
[]
[]
[]
[]
[]
[]
[]
[]
[]
[]
[]
[]
[]
[]
[]
[]
[]
[]
[]
[]
[]
[]
[]
[]
[]
[]
[]
[]
[]
[]
[]
[]
[]
[]
[]
[]
[]
[]
[]
[]
[]
[]
[]
[]
[]
[]
[]
[]
[]
[]
[]
[]
[]
[]
[]
[]
[]
[]
[]
[]
[]
[]
[]
[]
[]
[]
[]
[]
[]
[]
[]
[]
[]
[]
[]
[]
[]
[]
[]
[]
[]
[]
[]
[]
[]
[]
[]
[]
[]
[]
[]
[]
[]
[]
[]
[]
[]
[]
[]
[]
[]
[]
[]
[]
[]
[]
[]
[]
[]
[]
[]
[]
[]
[]
[]
[]
[]
[]
[]
[]
[]
[]
[]
[]
[]
[]
[]
[]
[]
[]
[]
[]
[]
[]
[]
[]
[]
[]
[]
[]
[]
[]
[]
[]
[]
[]
[]
[]
[]
[]
[]
[]
[]
[]
[]
[]
[]
[]
[]
[]
[]
[]
[]
[]
[]
[]
[]
[]
[]
[]
[]
[]
[]
[]
[]
[]
[]
[]
[]
[]
[]
[]
[]
[]
[]
[]
[]
[]
[]
[]
[]
[]
[]
[]
[]
[]
[]
[]
[]
[]
[]
[]
[]
[]
[]
[]
[]
[]
[]
[]
[]
[]
[]
[]
[]
[]
[]
[]
[]
[]
[]
[]
[]
[]
[]
[]
[]
[]
[]
[]
[]
[]
[]
[]
[]
[]
[]
[]
[]
[]
[]
[]
[]
[]
[]
[]
[]
[]
[]
[]
[]
[]
[]
[]
[]
[]
[]
[]
[]
[]
[]
[]
[]
[]
[]
[]
[]
[]
[]
[]
[]
[]
[]
[]
[]
[]
[]
[]
[]
[]
[]
[]
[]
[]
[]
[]
[]
[]
[]
[]
[]
[]
[]
[]
[]
[]
[]
[]
[]
[]
[]
[]
[]
[]
[]
[]
[]
[]
[]
[]
[]
[]
[]
[]
[]
[]
[]
[]
[]
[]
[]
[]
[]
[]
[]
[]
[]
[]
[]
[]
[]
[]
[]
[]
[]
[]
[]
[]
[]
[]
[]
[]
[]
[]
[]
[]
[]
[]
[]
[]
[]
[]
[]
[]
[]
[]
[]
[]
[]
[]
[]
[]
[]
[]
[]
[]
[]
[]
[]
[]
[]
[]
[]
[]
[]
[]
[]
[]
[]
[]
[]
[]
[]
[]
[]
[]
[]
[]
[]
[]
[]
[]
[]
[]
[]
[]
[]
[]
[]
[]
[]
[]
[]
[]
[]
[]
[]
[]
[]
[]
[]
[]
[]
[]
[]
[]
[]
[]
[]
[]
[]
[]
[]
[]
[]
[]
[]
[]
[]
[]
[]
[]
[]
[]
[]
[]
[]
[]
[]
[]
[]
[]
[]
[]
[]
[]
[]
[]
[]
[]
[]
[]
[]
[]
[]
[]
[]
[]
[]
[]
[]
[]
[]
[]
[]
[]
[]
[]
[]
[]
[]
[]
[]
[]
[]
[]
[]
[]
[]
[]
[]
[]
[]
[]
[]
[]
[]
[]
[]
[]
[]
[]
[]
[]
[]
[]
[]
[]
[]
[]
[]
[]
[]
[]
[]
[]
[]
[]
[]
[]
[]
[]
[]
[]
[]
[]
[]
[]
[]
[]
[]
[]
[]
[]
[]
[]
[]
[]
[]
[]
[]
[]
[]
[]
[]
[]
[]
[]
[]
[]
[]
[]
[]
[]
[]
[]
[]
[]
[]
[]
[]
[]
[]
[]
[]
[]
[]
[]
[]
[]
[]
[]
[]
[]
[]
[]
[]
[]
[]
[]
[]
[]
[]
[]
[]
[]
[]
[]
[]
[]
[]
[]
[]
[]
[]
[]
[]
[]
[]
[]
[]
[]
[]
[]
[]
[]
[]
[]
[]
[]
[]
[]
[]
[]
[]
[]
[]
[]
[]
[]
[]
[]
[]
[]
[]
[]
[]
[]
[]
[]
[]
[]
[]
[]
[]
[]
[]
[]
[]
[]
[]
[]
[]
[]
[]
[]
[]
[]
[]
[]
[]
[]
[]
[]
[]
[]
[]
[]
[]
[]
[]
[]
[]
[]
[]
[]
[]
[]
[]
[]
[]
[]
[]
[]
[]
[]
[]
[]
[]
[]
[]
[]
[]
[]
[]
[]
[]
[]
[]
[]
[]
[]
[]
[]
[]
[]
[]
[]
[]
[]
[]
[]
[]
[]
[]
[]
[]
[]
[]
[]
[]
[]
[]
[]
[]
[]
[]
[]
[]
[]
[]
[]
[]
[]
[]
[]
[]
[]
[]
[]
[]
[]
[]
[]
[]
[]
[]
[]
[]
[]
[]
[]
[]
[]
[]
[]
[]
[]
[]
[]
[]
[]
[]
[]
[]
[]
[]
[]
[]
[]
[]
[]
[]
[]
[]
[]
[]
[]
[]
[]
[]
[]
[]
[]
[]
[]
[]
[]
[]
[]
[]
[]
[]
[]
[]
[]
[]
[]
[]
[]
[]
[]
[]
[]
[]
[]
[]
[]
[]
[]
[]
[]
[]
[]
[]
[]
[]
[]
[]
[]
[]
[]
[]
[]
[]
[]
[]
[]
[]
[]
[]
[]
[]
[]
[]
[]
[]
[]
[]
[]
[]
[]
[]
[]
[]
[]
[]
[]
[]
[]
[]
[]
[]
[]
[]
[]
[]
[]
[]
[]
[]
[]
[]
[]
[]
[]
[]
[]
[]
[]
[]
[]
[]
[]
[]
[]
[]
[]
[]
[]
[]
[]
[]
[]
[]
[]
[]
[]
[]
[]
[]
[]
[]
[]
[]
[]
[]
[]
[]
[]
[]
[]
[]
[]
[]
[]
[]
[]
[]
[]
[]
[]
[]
[]
[]
[]
[]
[]
[]
[]
[]
[]
[]
[]
[]
[]
[]
[]
[]
[]
[]
[]
[]
[]
[]
[]
[]
[]
[]
[]
[]
[]
[]
[]
[]
[]
[]
[]
[]
[]
[]
[]
[]
[]
[]
[]
[]
[]
[]
[]
[]
[]
[]
[]
[]
[]
[]
[]
[]
[]
[]
[]
[]
[]
[]
[]
[]
[]
[]
[]
[]
[]
[]
[]
[]
[]
[]
[]
[]
[]
[]
[]
[]
[]
[]
[]
[]
[]
[]
[]
[]
[]
[]
[]
[]
[]
[]
[]
[]
[]
[]
[]
[]
[]
[]
[]
[]
[]
[]
[]
[]
[]
[]
[]
[]
[]
[]
[]
[]
[]
[]
[]
[]
[]
[]
[]
[]
[]
[]
[]
[]
[]
[]
[]
[]
[]
[]
[]
[]
[]
[]
[]
[]
[]
[]
[]
[]
[]
[]
[]
[]
[]
[]
[]
[]
[]
[]
[]
[]
[]
[]
[]
[]
[]
[]
[]
[]
[]
[]
[]
[]
[]
[]
[]
[]
[]
[]
[]
[]
[]
[]
[]
[]
[]
[]
[]
[]
[]
[]
[]
[]
[]
[]
[]
[]
[]
[]
[]
[]
[]
[]
[]
[]
[]
[]
[]
[]
[]
[]
[]
[]
[]
[]
[]
[]
[]
[]
[]
[]
[]
[]
[]
[]
[]
[]
[]
[]
[]
[]
[]
[]
[]
[]
[]
[]
[]
[]
[]
[]
[]
[]
[]
[]
[]
[]
[]
[]
[]
[]
[]
[]
[]
[]
[]
[]
[]
[]
[]
[]
[]
[]
[]
[]
[]
[]
[]
[]
[]
[]
[]
[]
[]
[]
[]
[]
[]
[]
[]
[]
[]
[]
[]
[]
[]
[]
[]
[]
[]
[]
[]
[]
[]
[]
[]
[]
[]
[]
[]
[]
[]
[]
[]
[]
[]
[]
[]
[]
[]
[]
[]
[]
[]
[]
[]
[]
[]
[]
[]
[]
[]
[]
[]
[]
[]
[]
[]
[]
[]
[]
[]
[]
[]
[]
[]
[]
[]
[]
[]
[]
[]
[]
[]
[]
[]
[]
[]
[]
[]
[]
[]
[]
[]
[]
[]
[]
[]
[]
[]
[]
[]
[]
[]
[]
[]
[]
[]
[]
[]
[]
[]
[]
[]
[]
[]
[]
[]
[]
[]
[]
[]
[]
[]
[]
[]
[]
[]
[]
[]
[]
[]
[]
[]
[]
[]
[]
[]
[]
[]
[]
[]
[]
[]
[]
[]
[]
[]
[]
[]
[]
[]
[]
[]
[]
[]
[]
[]
[]
[]
[]
[]
[]
[]
[]
[]
[]
[]
[]
[]
[]
[]
[]
[]
[]
[]
[]
[]
[]
[]
[]
[]
[]
[]
[]
[]
[]
[]
[]
[]
[]
[]
[]
[]
[]
[]
[]
[]
[]
[]
[]
[]
[]
[]
[]
[]
[]
[]
[]
[]
[]
[]
[]
[]
[]
[]
[]
[]
[]
[]
[]
[]
[]
[]
[]
[]
[]
[]
[]
[]
[]
[]
[]
[]
[]
[]
[]
[]
[]
[]
[]
[]
[]
[]
[]
[]
[]
[]
[]
[]
[]
[]
[]
[]
[]
[]
[]
[]
[]
[]
[]
[]
[]
[]
[]
[]
[]
[]
[]
[]
[]
[]
[]
[]
[]
[]
[]
[]
[]
[]
[]
[]
[]
[]
[]
[]
[]
[]
[]
[]
[]
[]
[]
[]
[]
[]
[]
[]
[]
[]
[]
[]
[]
[]
[]
[]
[]
[]
[]
[]
[]
[]
[]
[]
[]
[]
[]
[]
[]
[]
[]
[]
[]
[]
[]
[]
[]
[]
[]
[]
[]
[]
[]
[]
[]
[]
[]
[]
[]
[]
[]
[]
[]
[]
[]
[]
[]
[]
[]
[]
[]
[]
[]
[]
[]
[]
[]
[]
[]
[]
[]
[]
[]
[]
[]
[]
[]
[]
[]
[]
[]
[]
[]
[]
[]
[]
[]
[]
[]
[]
[]
[]
[]
[]
[]
[]
[]
[]
[]
[]
[]
[]
[]
[]
[]
[]
[]
[]
[]
[]
[]
[]
[]
[]
[]
[]
[]
[]
[]
[]
[]
[]
[]
[]
[]
[]
[]
[]
[]
[]
[]
[]
[]
[]
[]
[]
[]
[]
[]
[]
[]
[]
[]
[]
[]
[]
[]
[]
[]
[]
[]
[]
[]
[]
[]
[]
[]
[]
[]
[]
[]
[]
[]
[]
[]
[]
[]
[]
[]
[]
[]
[]
[]
[]
[]
[]
[]
[]
[]
[]
[]
[]
[]
[]
[]
[]
[]
[]
[]
[]
[]
[]
[]
[]
[]
[]
[]
[]
[]
[]
[]
[]
[]
[]
[]
[]
[]
[]
[]
[]
[]
[]
[]
[]
[]
[]
[]
[]
[]
[]
[]
[]
[]
[]
[]
[]
[]
[]
[]
[]
[]
[]
[]
[]
[]
[]
[]
[]
[]
[]
[]
[]
[]
[]
[]
[]
[]
[]
[]
[]
[]
[]
[]
[]
[]
[]
[]
[]
[]
[]
[]
[]
[]
[]
[]
[]
[]
[]
[]
[]
[]
[]
[]
[]
[]
[]
[]
[]
[]
[]
[]
[]
[]
[]
[]
[]
[]
[]
[]
[]
[]
[]
[]
[]
[]
[]
[]
[]
[]
[]
[]
[]
[]
[]
[]
[]
[]
[]
[]
[]
[]
[]
[]
[]
[]
[]
[]
[]
[]
[]
[]
[]
[]
[]
[]
[]
[]
[]
[]
[]
[]
[]
[]
[]
[]
[]
[]
[]
[]
[]
[]
[]
[]
[]
[]
[]
[]
[]
[]
[]
[]
[]
[]
[]
[]
[]
[]
[]
[]
[]
[]
[]
[]
[]
[]
[]
[]
[]
[]
[]
[]
[]
[]
[]
[]
[]
[]
[]
[]
[]
[]
[]
[]
[]
[]
[]
[]
[]
[]
[]
[]
[]
[]
[]
[]
[]
[]
[]
[]
[]
[]
[]
[]
[]
[]
[]
[]
[]
[]
[]
[]
[]
[]
[]
[]
[]
[]
[]
[]
[]
[]
[]
[]
[]
[]
[]
[]
[]
[]
[]
[]
[]
[]
[]
[]
[]
[]
[]
[]
[]
[]
[]
[]
[]
[]
[]
[]
[]
[]
[]
[]
[]
[]
[]
[]
[]
[]
[]
[]
[]
[]
[]
[]
[]
[]
[]
[]
[]
[]
[]
[]
[]
[]
[]
[]
[]
[]
[]
[]
[]
[]
[]
[]
[]
[]
[]
[]
[]
[]
[]
[]
[]
[]
[]
[]
[]
[]
[]
[]
[]
[]
[]
[]
[]
[]
[]
[]
[]
[]
[]
[]
[]
[]
[]
[]
[]
[]
[]
[]
[]
[]
[]
[]
[]
[]
[]
[]
[]
[]
[]
[]
[]
[]
[]
[]
[]
[]
[]
[]
[]
[]
[]
[]
[]
[]
[]
[]
[]
[]
[]
[]
[]
[]
[]
[]
[]
[]
[]
[]
[]
[]
[]
[]
[]
[]
[]
[]
[]
[]
[]
[]
[]
[]
[]
[]
[]
[]
[]
[]
[]
[]
[]
[]
[]
[]
[]
[]
[]
[]
[]
[]
[]
[]
[]
[]
[]
[]
[]
[]
[]
[]
[]
[]
[]
[]
[]
[]
[]
[]
[]
[]
[]
[]
[]
[]
[]
[]
[]
[]
[]
[]
[]
[]
[]
[]
[]
[]
[]
[]
[]
[]
[]
[]
[]
[]
[]
[]
[]
[]
[]
[]
[]
[]
[]
[]
[]
[]
[]
[]
[]
[]
[]
[]
[]
[]
[]
[]
[]
[]
[]
[]
[]
[]
[]
[]
[]
[]
[]
[]
[]
[]
[]
[]
[]
[]
[]
[]
[]
[]
[]
[]
[]
[]
[]
[]
[]
[]
[]
[]
[]
[]
[]
[]
[]
[]
[]
[]
[]
[]
[]
[]
[]
[]
[]
[]
[]
[]
[]
[]
[]
[]
[]
[]
[]
[]
[]
[]
[]
[]
[]
[]
[]
[]
[]
[]
[]
[]
[]
[]
[]
[]
[]
[]
[]
[]
[]
[]
[]
[]
[]
[]
[]
[]
[]
[]
[]
[]
[]
[]
[]
[]
[]
[]
[]
[]
[]
[]
[]
[]
[]
[]
[]
[]
[]
[]
[]
[]
[]
[]
[]
[]
[]
[]
[]
[]
[]
[]
[]
[]
[]
[]
[]
[]
[]
[]
[]
[]
[]
[]
[]
[]
[]
[]
[]
[]
[]
[]
[]
[]
[]
[]
[]
[]
[]
[]
[]
[]
[]
[]
[]
[]
[]
[]
[]
[]
[]
[]
[]
[]
[]
[]
[]
[]
[]
[]
[]
[]
[]
[]
[]
[]
[]
[]
[]
[]
[]
[]
[]
[]
[]
[]
[]
[]
[]
[]
[]
[]
[]
[]
[]
[]
[]
[]
[]
[]
[]
[]
[]
[]
[]
[]
[]
[]
[]
[]
[]
[]
[]
[]
[]
[]
[]
[]
[]
[]
[]
[]
[]
[]
[]
[]
[]
[]
[]
[]
[]
[]
[]
[]
[]
[]
[]
[]
[]
[]
[]
[]
[]
[]
[]
[]
[]
[]
[]
[]
[]
[]
[]
[]
[]
[]
[]
[]
[]
[]
[]
[]
[]
[]
[]
[]
[]
[]
[]
[]
[]
[]
[]
[]
[]
[]
[]
[]
[]
[]
[]
[]
[]
[]
[]
[]
[]
[]
[]
[]
[]
[]
[]
[]
[]
[]
[]
[]
[]
[]
[]
[]
[]
[]
[]
[]
[]
[]
[]
[]
[]
[]
[]
[]
[]
[]
[]
[]
[]
[]
[]
[]
[]
[]
[]
[]
[]
[]
[]
[]
[]
[]
[]
[]
[]
[]
[]
[]
[]
[]
[]
[]
[]
[]
[]
[]
[]
[]
[]
[]
[]
[]
[]
[]
[]
[]
[]
[]
[]
[]
[]
[]
[]
[]
[]
[]
[]
[]
[]
[]
[]
[]
[]
[]
[]
[]
[]
[]
[]
[]
[]
[]
[]
[]
[]
[]
[]
[]
[]
[]
[]
[]
[]
[]
[]
[]
[]
[]
[]
[]
[]
[]
[]
[]
[]
[]
[]
[]
[]
[]
[]
[]
[]
[]
[]
[]
[]
[]
[]
[]
[]
[]
[]
[]
[]
[]
[]
[]
[]
[]
[]
[]
[]
[]
[]
[]
[]
[]
[]
[]
[]
[]
[]
[]
[]
[]
[]
[]
[]
[]
[]
[]
[]
[]
[]
[]
[]
[]
[]
[]
[]
[]
[]
[]
[]
[]
[]
[]
[]
[]
[]
[]
[]
[]
[]
[]
[]
[]
[]
[]
[]
[]
[]
[]
[]
[]
[]
[]
[]
[]
[]
[]
[]
[]
[]
[]
[]
[]
[]
[]
[]
[]
[]
[]
[]
[]
[]
[]
[]
[]
[]
[]
[]
[]
[]
[]
[]
[]
[]
[]
[]
[]
[]
[]
[]
[]
[]
[]
[]
[]
[]
[]
[]
[]
[]
[]
[]
[]
[]
[]
[]
[]
[]
[]
[]
[]
[]
[]
[]
[]
[]
[]
[]
[]
[]
[]
[]
[]
[]
[]
[]
[]
[]
[]
[]
[]
[]
[]
[]
[]
[]
[]
[]
[]
[]
[]
[]
[]
[]
[]
[]
[]
[]
[]
[]
[]
[]
[]
[]
[]
[]
[]
[]
[]
[]
[]
[]
[]
[]
[]
[]
[]
[]
[]
[]
[]
[]
[]
[]
[]
[]
[]
[]
[]
[]
[]
[]
[]
[]
[]
[]
[]
[]
[]
[]
[]
[]
[]
[]
[]
[]
[]
[]
[]
[]
[]
[]
[]
[]
[]
[]
[]
[]
[]
[]
[]
[]
[]
[]
[]
[]
[]
[]
[]
[]
[]
[]
[]
[]
[]
[]
[]
[]
[]
[]
[]
[]
[]
[]
[]
[]
[]
[]
[]
[]
[]
[]
[]
[]
[]
[]
[]
[]
[]
[]
[]
[]
[]
[]
[]
[]
[]
[]
[]
[]
[]
[]
[]
[]
[]
[]
[]
[]
[]
[]
[]
[]
[]
[]
[]
[]
[]
[]
[]
[]
[]
[]
[]
[]
[]
[]
[]
[]
[]
[]
[]
[]
[]
[]
[]
[]
[]
[]
[]
[]
[]
[]
[]
[]
[]
[]
[]
[]
[]
[]
[]
[]
[]
[]
[]
[]
[]
[]
[]
[]
[]
[]
[]
[]
[]
[]
[]
[]
[]
[]
[]
[]
[]
[]
[]
[]
[]
[]
[]
[]
[]
[]
[]
[]
[]
[]
[]
[]
[]
[]
[]
[]
[]
[]
[]
[]
[]
[]
[]
[]
[]
[]
[]
[]
[]
[]
[]
[]
[]
[]
[]
[]
[]
[]
[]
[]
[]
[]
[]
[]
[]
[]
[]
[]
[]
[]
[]
[]
[]
[]
[]
[]
[]
[]
[]
[]
[]
[]
[]
[]
[]
[]
[]
[]
[]
[]
[]
[]
[]
[]
[]
[]
[]
[]
[]
[]
[]
[]
[]
[]
[]
[]
[]
[]
[]
[]
[]
[]
[]
[]
[]
[]
[]
[]
[]
[]
[]
[]
[]
[]
[]
[]
[]
[]
[]
[]
[]
[]
[]
[]
[]
[]
[]
[]
[]
[]
[]
[]
[]
[]
[]
[]
[]
[]
[]
[]
[]
[]
[]
[]
[]
[]
[]
[]
[]
[]
[]
[]
[]
[]
[]
[]
[]
[]
[]
[]
[]
[]
[]
[]
[]
[]
[]
[]
[]
[]
[]
[]
[]
[]
[]
[]
[]
[]
[]
[]
[]
[]
[]
[]
[]
[]
[]
[]
[]
[]
[]
[]
[]
[]
[]
[]
[]
[]
[]
[]
[]
[]
[]
[]
[]
[]
[]
[]
[]
[]
[]
[]
[]
[]
[]
[]
[]
[]
[]
[]
[]
[]
[]
[]
[]
[]
[]
[]
[]
[]
[]
[]
[]
[]
[]
[]
[]
[]
[]
[]
[]
[]
[]
[]
[]
[]
[]
[]
[]
[]
[]
[]
[]
[]
[]
[]
[]
[]
[]
[]
[]
[]
[]
[]
[]
[]
[]
[]
[]
[]
[]
[]
[]
[]
[]
[]
[]
[]
[]
[]
[]
[]
[]
[]
[]
[]
[]
[]
[]
[]
[]
[]
[]
[]
[]
[]
[]
[]
[]
[]
[]
[]
[]
[]
[]
[]
[]
[]
[]
[]
[]
[]
[]
[]
[]
[]
[]
[]
[]
[]
[]
[]
[]
[]
[]
[]
[]
[]
[]
[]
[]
[]
[]
[]
[]
[]
[]
[]
[]
[]
[]
[]
[]
[]
[]
[]
[]
[]
[]
[]
[]
[]
[]
[]
[]
[]
[]
[]
[]
[]
[]
[]
[]
[]
[]
[]
[]
[]
[]
[]
[]
[]
[]
[]
[]
[]
[]
[]
[]
[]
[]
[]
[]
[]
[]
[]
[]
[]
[]
[]
[]
[]
[]
[]
[]
[]
[]
[]
[]
[]
[]
[]
[]
[]
[]
[]
[]
[]
[]
[]
[]
[]
[]
[]
[]
[]
[]
[]
[]
[]
[]
[]
[]
[]
[]
[]
[]
[]
[]
[]
[]
[]
[]
[]
[]
[]
[]
[]
[]
[]
[]
[]
[]
[]
[]
[]
[]
[]
[]
[]
[]
[]
[]
[]
[]
[]
[]
[]
[]
[]
[]
[]
[]
[]
[]
[]
[]
[]
[]
[]
[]
[]
[]
[]
[]
[]
[]
[]
[]
[]
[]
[]
[]
[]
[]
[]
[]
[]
[]
[]
[]
[]
[]
[]
[]
[]
[]
[]
[]
[]
[]
[]
[]
[]
[]
[]
[]
[]
[]
[]
[]
[]
[]
[]
[]
[]
[]
[]
[]
[]
[]
[]
[]
[]
[]
[]
[]
[]
[]
[]
[]
[]
[]
[]
[]
[]
[]
[]
[]
[]
[]
[]
[]
[]
[]
[]
[]
[]
[]
[]
[]
[]
[]
[]
[]
[]
[]
[]
[]
[]
[]
[]
[]
[]
[]
[]
[]
[]
[]
[]
[]
[]
[]
[]
[]
[]
[]
[]
[]
[]
[]
[]
[]
[]
[]
[]
[]
[]
[]
[]
[]
[]
[]
[]
[]
[]
[]
[]
[]
[]
[]
[]
[]
[]
[]
[]
[]
[]
[]
[]
[]
[]
[]
[]
[]
[]
[]
[]
[]
[]
[]
[]
[]
[]
[]
[]
[]
[]
[]
[]
[]
[]
[]
[]
[]
[]
[]
[]
[]
[]
[]
[]
[]
[]
[]
[]
[]
[]
[]
[]
[]
[]
[]
[]
[]
[]
[]
[]
[]
[]
[]
[]
[]
[]
[]
[]
[]
[]
[]
[]
[]
[]
[]
[]
[]
[]
[]
[]
[]
[]
[]
[]
[]
[]
[]
[]
[]
[]
[]
[]
[]
[]
[]
[]
[]
[]
[]
[]
[]
[]
[]
[]
[]
[]
[]
[]
[]
[]
[]
[]
[]
[]
[]
[]
[]
[]
[]
[]
[]
[]
[]
[]
[]
[]
[]
[]
[]
[]
[]
[]
[]
[]
[]
[]
[]
[]
[]
[]
[]
[]
[]
[]
[]
[]
[]
[]
[]
[]
[]
[]
[]
[]
[]
[]
[]
[]
[]
[]
[]
[]
[]
[]
[]
[]
[]
[]
[]
[]
[]
[]
[]
[]
[]
[]
[]
[]
[]
[]
[]
[]
[]
[]
[]
[]
[]
[]
[]
[]
[]
[]
[]
[]
[]
[]
[]
[]
[]
[]
[]
[]
[]
[]
[]
[]
[]
[]
[]
[]
[]
[]
[]
[]
[]
[]
[]
[]
[]
[]
[]
[]
[]
[]
[]
[]
[]
[]
[]
[]
[]
[]
[]
[]
[]
[]
[]
[]
[]
[]
[]
[]
[]
[]
[]
[]
[]
[]
[]
[]
[]
[]
[]
[]
[]
[]
[]
[]
[]
[]
[]
[]
[]
[]
[]
[]
[]
[]
[]
[]
[]
[]
[]
[]
[]
[]
[]
[]
[]
[]
[]
[]
[]
[]
[]
[]
[]
[]
[]
[]
[]
[]
[]
[]
[]
[]
[]
[]
[]
[]
[]
[]
[]
[]
[]
[]
[]
[]
[]
[]
[]
[]
[]
[]
[]
[]
[]
[]
[]
[]
[]
[]
[]
[]
[]
[]
[]
[]
[]
[]
[]
[]
[]
[]
[]
[]
[]
[]
[]
[]
[]
[]
[]
[]
[]
[]
[]
[]
[]
[]
[]
[]
[]
[]
[]
[]
[]
[]
[]
[]
[]
[]
[]
[]
[]
[]
[]
[]
[]
[]
[]
[]
[]
[]
[]
[]
[]
[]
[]
[]
[]
[]
[]
[]
[]
[]
[]
[]
[]
[]
[]
[]
[]
[]
[]
[]
[]
[]
[]
[]
[]
[]
[]
[]
[]
[]
[]
[]
[]
[]
[]
[]
[]
[]
[]
[]
[]
[]
[]
[]
[]
[]
[]
[]
[]
[]
[]
[]
[]
[]
[]
[]
[]
[]
[]
[]
[]
[]
[]
[]
[]
[]
[]
[]
[]
[]
[]
[]
[]
[]
[]
[]
[]
[]
[]
[]
[]
[]
[]
[]
[]
[]
[]
[]
[]
[]
[]
[]
[]
[]
[]
[]
[]
[]
[]
[]
[]
[]
[]
[]
[]
[]
[]
[]
[]
[]
[]
[]
[]
[]
[]
[]
[]
[]
[]
[]
[]
[]
[]
[]
[]
[]
[]
[]
[]
[]
[]
[]
[]
[]
[]
[]
[]
[]
[]
[]
[]
[]
[]
[]
[]
[]
[]
[]
[]
[]
[]
[]
[]
[]
[]
[]
[]
[]
[]
[]
[]
[]
[]
[]
[]
[]
[]
[]
[]
[]
[]
[]
[]
[]
[]
[]
[]
[]
[]
[]
[]
[]
[]
[]
[]
[]
[]
[]
[]
[]
[]
[]
[]
[]
[]
[]
[]
[]
[]
[]
[]
[]
[]
[]
[]
[]
[]
[]
[]
[]
[]
[]
[]
[]
[]
[]
[]
[]
[]
[]
[]
[]
[]
[]
[]
[]
[]
[]
[]
[]
[]
[]
[]
[]
[]
[]
[]
[]
[]
[]
[]
[]
[]
[]
[]
[]
[]
[]
[]
[]
[]
[]
[]
[]
[]
[]
[]
[]
[]
[]
[]
[]
[]
[]
[]
[]
[]
[]
[]
[]
[]
[]
[]
[]
[]
[]
[]
[]
[]
[]
[]
[]
[]
[]
[]
[]
[]
[]
[]
[]
[]
[]
[]
[]
[]
[]
[]
[]
[]
[]
[]
[]
[]
[]
[]
[]
[]
[]
[]
[]
[]
[]
[]
[]
[]
[]
[]
[]
[]
[]
[]
[]
[]
[]
[]
[]
[]
[]
[]
[]
[]
[]
[]
[]
[]
[]
[]
[]
[]
[]
[]
[]
[]
[]
[]
[]
[]
[]
[]
[]
[]
[]
[]
[]
[]
[]
[]
[]
[]
[]
[]
[]
[]
[]
[]
[]
[]
[]
[]
[]
[]
[]
[]
[]
[]
[]
[]
[]
[]
[]
[]
[]
[]
[]
[]
[]
[]
[]
[]
[]
[]
[]
[]
[]
[]
[]
[]
[]
[]
[]
[]
[]
[]
[]
[]
[]
[]
[]
[]
[]
[]
[]
[]
[]
[]
[]
[]
[]
[]
[]
[]
[]
[]
[]
[]
[]
[]
[]
[]
[]
[]
[]
[]
[]
[]
[]
[]
[]
[]
[]
[]
[]
[]
[]
[]
[]
[]
[]
[]
[]
[]
[]
[]
[]
[]
[]
[]
[]
[]
[]
[]
[]
[]
[]
[]
[]
[]
[]
[]
[]
[]
[]
[]
[]
[]
[]
[]
[]
[]
[]
[]
[]
[]
[]
[]
[]
[]
[]
[]
[]
[]
[]
[]
[]
[]
[]
[]
[]
[]
[]
[]
[]
[]
[]
[]
[]
[]
[]
[]
[]
[]
[]
[]
[]
[]
[]
[]
[]
[]
[]
[]
[]
[]
[]
[]
[]
[]
[]
[]
[]
[]
[]
[]
[]
[]
[]
[]
[]
[]
[]
[]
[]
[]
[]
[]
[]
[]
[]
[]
[]
[]
[]
[]
[]
[]
[]
[]
[]
[]
[]
[]
[]
[]
[]
[]
[]
[]
[]
[]
[]
[]
[]
[]
[]
[]
[]
[]
[]
[]
[]
[]
[]
[]
[]
[]
[]
[]
[]
[]
[]
[]
[]
[]
[]
[]
[]
[]
[]
[]
[]
[]
[]
[]
[]
[]
[]
[]
[]
[]
[]
[]
[]
[]
[]
[]
[]
[]
[]
[]
[]
[]
[]
[]
[]
[]
[]
[]
[]
[]
[]
[]
[]
[]
[]
[]
[]
[]
[]
[]
[]
[]
[]
[]
[]
[]
[]
[]
[]
[]
[]
[]
[]
[]
[]
[]
[]
[]
[]
[]
[]
[]
[]
[]
[]
[]
[]
[]
[]
[]
[]
[]
[]
[]
[]
[]
[]
[]
[]
[]
[]
[]
[]
[]
[]
[]
[]
[]
[]
[]
[]
[]
[]
[]
[]
[]
[]
[]
[]
[]
[]
[]
[]
[]
[]
[]
[]
[]
[]
[]
[]
[]
[]
[]
[]
[]
[]
[]
[]
[]
[]
[]
[]
[]
[]
[]
[]
[]
[]
[]
[]
[]
[]
[]
[]
[]
[]
[]
[]
[]
[]
[]
[]
[]
[]
[]
[]
[]
[]
[]
[]
[]
[]
[]
[]
[]
[]
[]
[]
[]
[]
[]
[]
[]
[]
[]
[]
[]
[]
[]
[]
[]
[]
[]
[]
[]
[]
[]
[]
[]
[]
[]
[]
[]
[]
[]
[]
[]
[]
[]
[]
[]
[]
[]
[]
[]
[]
[]
[]
[]
[]
[]
[]
[]
[]
[]
[]
[]
[]
[]
[]
[]
[]
[]
[]
[]
[]
[]
[]
[]
[]
[]
[]
[]
[]
[]
[]
[]
[]
[]
[]
[]
[]
[]
[]
[]
[]
[]
[]
[]
[]
[]
[]
[]
[]
[]
[]
[]
[]
[]
[]
[]
[]
[]
[]
[]
[]
[]
[]
[]
[]
[]
[]
[]
[]
[]
[]
[]
[]
[]
[]
[]
[]
[]
[]
[]
[]
[]
[]
[]
[]
[]
[]
[]
[]
[]
[]
[]
[]
[]
[]
[]
[]
[]
[]
[]
[]
[]
[]
[]
[]
[]
[]
[]
[]
[]
[]
[]
[]
[]
[]
[]
[]
[]
[]
[]
[]
[]
[]
[]
[]
[]
[]
[]
[]
[]
[]
[]
[]
[]
[]
[]
[]
[]
[]
[]
[]
[]
[]
[]
[]
[]
[]
[]
[]
[]
[]
[]
[]
[]
[]
[]
[]
[]
[]
[]
[]
[]
[]
[]
[]
[]
[]
[]
[]
[]
[]
[]
[]
[]
[]
[]
[]
[]
[]
[]
[]
[]
[]
[]
[]
[]
[]
[]
[]
[]
[]
[]
[]
[]
[]
[]
[]
[]
[]
[]
[]
[]
[]
[]
[]
[]
[]
[]
[]
[]
[]
[]
[]
[]
[]
[]
[]
[]
[]
[]
[]
[]
[]
[]
[]
[]
[]
[]
[]
[]
[]
[]
[]
[]
[]
[]
[]
[]
[]
[]
[]
[]
[]
[]
[]
[]
[]
[]
[]
[]
[]
[]
[]
[]
[]
[]
[]
[]
[]
[]
[]
[]
[]
[]
[]
[]
[]
[]
[]
[]
[]
[]
[]
[]
[]
[]
[]
[]
[]
[]
[]
[]
[]
[]
[]
[]
[]
[]
[]
[]
[]
[]
[]
[]
[]
[]
[]
[]
[]
[]
[]
[]
[]
[]
[]
[]
[]
[]
[]
[]
[]
[]
[]
[]
[]
[]
[]
[]
[]
[]
[]
[]
[]
[]
[]
[]
[]
[]
[]
[]
[]
[]
[]
[]
[]
[]
[]
[]
[]
[]
[]
[]
[]
[]
[]
[]
[]
[]
[]
[]
[]
[]
[]
[]
[]
[]
[]
[]
[]
[]
[]
[]
[]
[]
[]
[]
[]
[]
[]
[]
[]
[]
[]
[]
[]
[]
[]
[]
[]
[]
[]
[]
[]
[]
[]
[]
[]
[]
[]
[]
[]
[]
[]
[]
[]
[]
[]
[]
[]
[]
[]
[]
[]
[]
[]
[]
[]
[]
[]
[]
[]
[]
[]
[]
[]
[]
[]
[]
[]
[]
[]
[]
[]
[]
[]
[]
[]
[]
[]
[]
[]
[]
[]
[]
[]
[]
[]
[]
[]
[]
[]
[]
[]
[]
[]
[]
[]
[]
[]
[]
[]
[]
[]
[]
[]
[]
[]
[]
[]
[]
[]
[]
[]
[]
[]
[]
[]
[]
[]
[]
[]
[]
[]
[]
[]
[]
[]
[]
[]
[]
[]
[]
[]
[]
[]
[]
[]
[]
[]
[]
[]
[]
[]
[]
[]
[]
[]
[]
[]
[]
[]
[]
[]
[]
[]
[]
[]
[]
[]
[]
[]
[]
[]
[]
[]
[]
[]
[]
[]
[]
[]
[]
[]
[]
[]
[]
[]
[]
[]
[]
[]
[]
[]
[]
[]
[]
[]
[]
[]
[]
[]
[]
[]
[]
[]
[]
[]
[]
[]
[]
[]
[]
[]
[]
[]
[]
[]
[]
[]
[]
[]
[]
[]
[]
[]
[]
[]
[]
[]
[]
[]
[]
[]
[]
[]
[]
[]
[]
[]
[]
[]
[]
[]
[]
[]
[]
[]
[]
[]
[]
[]
[]
[]
[]
[]
[]
[]
[]
[]
[]
[]
[]
[]
[]
[]
[]
[]
[]
[]
[]
[]
[]
[]
[]
[]
[]
[]
[]
[]
[]
[]
[]
[]
[]
[]
[]
[]
[]
[]
[]
[]
[]
[]
[]
[]
[]
[]
[]
[]
[]
[]
[]
[]
[]
[]
[]
[]
[]
[]
[]
[]
[]
[]
[]
[]
[]
[]
[]
[]
[]
[]
[]
[]
[]
[]
[]
[]
[]
[]
[]
[]
[]
[]
[]
[]
[]
[]
[]
[]
[]
[]
[]
[]
[]
[]
[]
[]
[]
[]
[]
[]
[]
[]
[]
[]
[]
[]
[]
[]
[]
[]
[]
[]
[]
[]
[]
[]
[]
[]
[]
[]
[]
[]
[]
[]
[]
[]
[]
[]
[]
[]
[]
[]
[]
[]
[]
[]
[]
[]
[]
[]
[]
[]
[]
[]
[]
[]
[]
[]
[]
[]
[]
[]
[]
[]
[]
[]
[]
[]
[]
[]
[]
[]
[]
[]
[]
[]
[]
[]
[]
[]
[]
[]
[]
[]
[]
[]
[]
[]
[]
[]
[]
[]
[]
[]
[]
[]
[]
[]
[]
[]
[]
[]
[]
[]
[]
[]
[]
[]
[]
[]
[]
[]
[]
[]
[]
[]
[]
[]
[]
[]
[]
[]
[]
[]
[]
[]
[]
[]
[]
[]
[]
[]
[]
[]
[]
[]
[]
[]
[]
[]
[]
[]
[]
[]
[]
[]
[]
[]
[]
[]
[]
[]
[]
[]
[]
[]
[]
[]
[]
[]
[]
[]
[]
[]
[]
[]
[]
[]
[]
[]
[]
[]
[]
[]
[]
[]
[]
[]
[]
[]
[]
[]
[]
[]
[]
[]
[]
[]
[]
[]
[]
[]
[]
[]
[]
[]
[]
[]
[]
[]
[]
[]
[]
[]
[]
[]
[]
[]
[]
[]
[]
[]
[]
[]
[]
[]
[]
[]
[]
[]
[]
[]
[]
[]
[]
[]
[]
[]
[]
[]
[]
[]
[]
[]
[]
[]
[]
[]
[]
[]
[]
[]
[]
[]
[]
[]
[]
[]
[]
[]
[]
[]
[]
[]
[]
[]
[]
[]
[]
[]
[]
[]
[]
[]
[]
[]
[]
[]
[]
[]
[]
[]
[]
[]
[]
[]
[]
[]
[]
[]
[]
[]
[]
[]
[]
[]
[]
[]
[]
[]
[]
[]
[]
[]
[]
[]
[]
[]
[]
[]
[]
[]
[]
[]
[]
[]
[]
[]
[]
[]
[]
[]
[]
[]
[]
[]
[]
[]
[]
[]
[]
[]
[]
[]
[]
[]
[]
[]
[]
[]
[]
[]
[]
[]
[]
[]
[]
[]
[]
[]
[]
[]
[]
[]
[]
[]
[]
[]
[]
[]
[]
[]
[]
[]
[]
[]
[]
[]
[]
[]
[]
[]
[]
[]
[]
[]
[]
[]
[]
[]
[]
[]
[]
[]
[]
[]
[]
[]
[]
[]
[]
[]
[]
[]
[]
[]
[]
[]
[]
[]
[]
[]
[]
[]
[]
[]
[]
[]
[]
[]
[]
[]
[]
[]
[]
[]
[]
[]
[]
[]
[]
[]
[]
[]
[]
[]
[]
[]
[]
[]
[]
[]
[]
[]
[]
[]
[]
[]
[]
[]
[]
[]
[]
[]
[]
[]
[]
[]
[]
[]
[]
[]
[]
[]
[]
[]
[]
[]
[]
[]
[]
[]
[]
[]
[]
[]
[]
[]
[]
[]
[]
[]
[]
[]
[]
[]
[]
[]
[]
[]
[]
[]
[]
[]
[]
[]
[]
[]
[]
[]
[]
[]
[]
[]
[]
[]
[]
[]
[]
[]
[]
[]
[]
[]
[]
[]
[]
[]
[]
[]
[]
[]
[]
[]
[]
[]
[]
[]
[]
[]
[]
[]
[]
[]
[]
[]
[]
[]
[]
[]
[]
[]
[]
[]
[]
[]
[]
[]
[]
[]
[]
[]
[]
[]
[]
[]
[]
[]
[]
[]
[]
[]
[]
[]
[]
[]
[]
[]
[]
[]
[]
[]
[]
[]
[]
[]
[]
[]
[]
[]
[]
[]
[]
[]
[]
[]
[]
[]
[]
[]
[]
[]
[]
[]
[]
[]
[]
[]
[]
[]
[]
[]
[]
[]
[]
[]
[]
[]
[]
[]
[]
[]
[]
[]
[]
[]
[]
[]
[]
[]
[]
[]
[]
[]
[]
[]
[]
[]
[]
[]
[]
[]
[]
[]
[]
[]
[]
[]
[]
[]
[]
[]
[]
[]
[]
[]
[]
[]
[]
[]
[]
[]
[]
[]
[]
[]
[]
[]
[]
[]
[]
[]
[]
[]
[]
[]
[]
[]
[]
[]
[]
[]
[]
[]
[]
[]
[]
[]
[]
[]
[]
[]
[]
[]
[]
[]
[]
[]
[]
[]
[]
[]
[]
[]
[]
[]
[]
[]
[]
[]
[]
[]
[]
[]
[]
[]
[]
[]
[]
[]
[]
[]
[]
[]
[]
[]
[]
[]
[]
[]
[]
[]
[]
[]
[]
[]
[]
[]
[]
[]
[]
[]
[]
[]
[]
[]
[]
[]
[]
[]
[]
[]
[]
[]
[]
[]
[]
[]
[]
[]
[]
[]
[]
[]
[]
[]
[]
[]
[]
[]
[]
[]
[]
[]
[]
[]
[]
[]
[]
[]
[]
[]
[]
[]
[]
[]
[]
[]
[]
[]
[]
[]
[]
[]
[]
[]
[]
[]
[]
[]
[]
[]
[]
[]
[]
[]
[]
[]
[]
[]
[]
[]
[]
[]
[]
[]
[]
[]
[]
[]
[]
[]
[]
[]
[]
[]
[]
[]
[]
[]
[]
[]
[]
[]
[]
[]
[]
[]
[]
[]
[]
[]
[]
[]
[]
[]
[]
[]
[]
[]
[]
[]
[]
[]
[]
[]
[]
[]
[]
[]
[]
[]
[]
[]
[]
[]
[]
[]
[]
[]
[]
[]
[]
[]
[]
[]
[]
[]
[]
[]
[]
[]
[]
[]
[]
[]
[]
[]
[]
[]
[]
[]
[]
[]
[]
[]
[]
[]
[]
[]
[]
[]
[]
[]
[]
[]
[]
[]
[]
[]
[]
[]
[]
[]
[]
[]
[]
[]
[]
[]
[]
[]
[]
[]
[]
[]
[]
[]
[]
[]
[]
[]
[]
[]
[]
[]
[]
[]
[]
[]
[]
[]
[]
[]
[]
[]
[]
[]
[]
[]
[]
[]
[]
[]
[]
[]
[]
[]
[]
[]
[]
[]
[]
[]
[]
[]
[]
[]
[]
[]
[]
[]
[]
[]
[]
[]
[]
[]
[]
[]
[]
[]
[]
[]
[]
[]
[]
[]
[]
[]
[]
[]
[]
[]
[]
[]
[]
[]
[]
[]
[]
[]
[]
[]
[]
[]
[]
[]
[]
[]
[]
[]
[]
[]
[]
[]
[]
[]
[]
[]
[]
[]
[]
[]
[]
[]
[]
[]
[]
[]
[]
[]
[]
[]
[]
[]
[]
[]
[]
[]
[]
[]
[]
[]
[]
[]
[]
[]
[]
[]
[]
[]
[]
[]
[]
[]
[]
[]
[]
[]
[]
[]
[]
[]
[]
[]
[]
[]
[]
[]
[]
[]
[]
[]
[]
[]
[]
[]
[]
[]
[]
[]
[]
[]
[]
[]
[]
[]
[]
[]
[]
[]
[]
[]
[]
[]
[]
[]
[]
[]
[]
[]
[]
[]
[]
[]
[]
[]
[]
[]
[]
[]
[]
[]
[]
[]
[]
[]
[]
[]
[]
[]
[]
[]
[]
[]
[]
[]
[]
[]
[]
[]
[]
[]
[]
[]
[]
[]
[]
[]
[]
[]
[]
[]
[]
[]
[]
[]
[]
[]
[]
[]
[]
[]
[]
[]
[]
[]
[]
[]
[]
[]
[]
[]
[]
[]
[]
[]
[]
[]
[]
[]
[]
[]
[]
[]
[]
[]
[]
[]
[]
[]
[]
[]
[]
[]
[]
[]
[]
[]
[]
[]
[]
[]
[]
[]
[]
[]
[]
[]
[]
[]
[]
[]
[]
[]
[]
[]
[]
[]
[]
[]
[]
[]
[]
[]
[]
[]
[]
[]
[]
[]
[]
[]
[]
[]
[]
[]
[]
[]
[]
[]
[]
[]
[]
[]
[]
[]
[]
[]
[]
[]
[]
[]
[]
[]
[]
[]
[]
[]
[]
[]
[]
[]
[]
[]
[]
[]
[]
[]
[]
[]
[]
[]
[]
[]
[]
[]
[]
[]
[]
[]
[]
[]
[]
[]
[]
[]
[]
[]
[]
[]
[]
[]
[]
[]
[]
[]
[]
[]
[]
[]
[]
[]
[]
[]
[]
[]
[]
[]
[]
[]
[]
[]
[]
[]
[]
[]
[]
[]
[]
[]
[]
[]
[]
[]
[]
[]
[]
[]
[]
[]
[]
[]
[]
[]
[]
[]
[]
[]
[]
[]
[]
[]
[]
[]
[]
[]
[]
[]
[]
[]
[]
[]
[]
[]
[]
[]
[]
[]
[]
[]
[]
[]
[]
[]
[]
[]
[]
[]
[]
[]
[]
[]
[]
[]
[]
[]
[]
[]
[]
[]
[]
[]
[]
[]
[]
[]
[]
[]
[]
[]
[]
[]
[]
[]
[]
[]
[]
[]
[]
[]
[]
[]
[]
[]
[]
[]
[]
[]
[]
[]
[]
[]
[]
[]
[]
[]
[]
[]
[]
[]
[]
[]
[]
[]
[]
[]
[]
[]
[]
[]
[]
[]
[]
[]
[]
[]
[]
[]
[]
[]
[]
[]
[]
[]
[]
[]
[]
[]
[]
[]
[]
[]
[]
[]
[]
[]
[]
[]
[]
[]
[]
[]
[]
[]
[]
[]
[]
[]
[]
[]
[]
[]
[]
[]
[]
[]
[]
[]
[]
[]
[]
[]
[]
[]
[]
[]
[]
[]
[]
[]
[]
[]
[]
[]
[]
[]
[]
[]
[]
[]
[]
[]
[]
[]
[]
[]
[]
[]
[]
[]
[]
[]
[]
[]
[]
[]
[]
[]
[]
[]
[]
[]
[]
[]
[]
[]
[]
[]
[]
[]
[]
[]
[]
[]
[]
[]
[]
[]
[]
[]
[]
[]
[]
[]
[]
[]
[]
[]
[]
[]
[]
[]
[]
[]
[]
[]
[]
[]
[]
[]
[]
[]
[]
[]
[]
[]
[]
[]
[]
[]
[]
[]
[]
[]
[]
[]
[]
[]
[]
[]
[]
[]
[]
[]
[]
[]
[]
[]
[]
[]
[]
[]
[]
[]
[]
[]
[]
[]
[]
[]
[]
[]
[]
[]
[]
[]
[]
[]
[]
[]
[]
[]
[]
[]
[]
[]
[]
[]
[]
[]
[]
[]
[]
[]
[]
[]
[]
[]
[]
[]
[]
[]
[]
[]
[]
[]
[]
[]
[]
[]
[]
[]
[]
[]
[]
[]
[]
[]
[]
[]
[]
[]
[]
[]
[]
[]
[]
[]
[]
[]
[]
[]
[]
[]
[]
[]
[]
[]
[]
[]
[]
[]
[]
[]
[]
[]
[]
[]
[]
[]
[]
[]
[]
[]
[]
[]
[]
[]
[]
[]
[]
[]
[]
[]
[]
[]
[]
[]
[]
[]
[]
[]
[]
[]
[]
[]
[]
[]
[]
[]
[]
[]
[]
[]
[]
[]
[]
[]
[]
[]
[]
[]
[]
[]
[]
[]
[]
[]
[]
[]
[]
[]
[]
[]
[]
[]
[]
[]
[]
[]
[]
[]
[]
[]
[]
[]
[]
[]
[]
[]
[]
[]
[]
[]
[]
[]
[]
[]
[]
[]
[]
[]
[]
[]
[]
[]
[]
[]
[]
[]
[]
[]
[]
[]
[]
[]
[]
[]
[]
[]
[]
[]
[]
[]
[]
[]
[]
[]
[]
[]
[]
[]
[]
[]
[]
[]
[]
[]
[]
[]
[]
[]
[]
[]
[]
[]
[]
[]
[]
[]
[]
[]
[]
[]
[]
[]
[]
[]
[]
[]
[]
[]
[]
[]
[]
[]
[]
[]
[]
[]
[]
[]
[]
[]
[]
[]
[]
[]
[]
[]
[]
[]
[]
[]
[]
[]
[]
[]
[]
[]
[]
[]
[]
[]
[]
[]
[]
[]
[]
[]
[]
[]
[]
[]
[]
[]
[]
[]
[]
[]
[]
[]
[]
[]
[]
[]
[]
[]
[]
[]
[]
[]
[]
[]
[]
[]
[]
[]
[]
[]
[]
[]
[]
[]
[]
[]
[]
[]
[]
[]
[]
[]
[]
[]
[]
[]
[]
[]
[]
[]
[]
[]
[]
[]
[]
[]
[]
[]
[]
[]
[]
[]
[]
[]
[]
[]
[]
[]
[]
[]
[]
[]
[]
[]
[]
[]
[]
[]
[]
[]
[]
[]
[]
[]
[]
[]
[]
[]
[]
[]
[]
[]
[]
[]
[]
[]
[]
[]
[]
[]
[]
[]
[]
[]
[]
[]
[]
[]
[]
[]
[]
[]
[]
[]
[]
[]
[]
[]
[]
[]
[]
[]
[]
[]
[]
[]
[]
[]
[]
[]
[]
[]
[]
[]
[]
[]
[]
[]
[]
[]
[]
[]
[]
[]
[]
[]
[]
[]
[]
[]
[]
[]
[]
[]
[]
[]
[]
[]
[]
[]
[]
[]
[]
[]
[]
[]
[]
[]
[]
[]
[]
[]
[]
[]
[]
[]
[]
[]
[]
[]
[]
[]
[]
[]
[]
[]
[]
[]
[]
[]
[]
[]
[]
[]
[]
[]
[]
[]
[]
[]
[]
[]
[]
[]
[]
[]
[]
[]
[]
[]
[]
[]
[]
[]
[]
[]
[]
[]
[]
[]
[]
[]
[]
[]
[]
[]
[]
[]
[]
[]
[]
[]
[]
[]
[]
[]
[]
[]
[]
[]
[]
[]
[]
[]
[]
[]
[]
[]
[]
[]
[]
[]
[]
[]
[]
[]
[]
[]
[]
[]
[]
[]
[]
[]
[]
[]
[]
[]
[]
[]
[]
[]
[]
[]
[]
[]
[]
[]
[]
[]
[]
[]
[]
[]
[]
[]
[]
[]
[]
[]
[]
[]
[]
[]
[]
[]
[]
[]
[]
[]
[]
[]
[]
[]
[]
[]
[]
[]
[]
[]
[]
[]
[]
[]
[]
[]
[]
[]
[]
[]
[]
[]
[]
[]
[]
[]
[]
[]
[]
[]
[]
[]
[]
[]
[]
[]
[]
[]
[]
[]
[]
[]
[]
[]
[]
[]
[]
[]
[]
[]
[]
[]
[]
[]
[]
[]
[]
[]
[]
[]
[]
[]
[]
[]
[]
[]
[]
[]
[]
[]
[]
[]
[]
[]
[]
[]
[]
[]
[]
[]
[]
[]
[]
[]
[]
[]
[]
[]
[]
[]
[]
[]
[]
[]
[]
[]
[]
[]
[]
[]
[]
[]
[]
[]
[]
[]
[]
[]
[]
[]
[]
[]
[]
[]
[]
[]
[]
[]
[]
[]
[]
[]
[]
[]
[]
[]
[]
[]
[]
[]
[]
[]
[]
[]
[]
[]
[]
[]
[]
[]
[]
[]
[]
[]
[]
[]
[]
[]
[]
[]
[]
[]
[]
[]
[]
[]
[]
[]
[]
[]
[]
[]
[]
[]
[]
[]
[]
[]
[]
[]
[]
[]
[]
[]
[]
[]
[]
[]
[]
[]
[]
[]
[]
[]
[]
[]
[]
[]
[]
[]
[]
[]
[]
[]
[]
[]
[]
[]
[]
[]
[]
[]
[]
[]
[]
[]
[]
[]
[]
[]
[]
[]
[]
[]
[]
[]
[]
[]
[]
[]
[]
[]
[]
[]
[]
[]
[]
[]
[]
[]
[]
[]
[]
[]
[]
[]
[]
[]
[]
[]
[]
[]
[]
[]
[]
[]
[]
[]
[]
[]
[]
[]
[]
[]
[]
[]
[]
[]
[]
[]
[]
[]
[]
[]
[]
[]
[]
[]
[]
[]
[]
[]
[]
[]
[]
[]
[]
[]
[]
[]
[]
[]
[]
[]
[]
[]
[]
[]
[]
[]
[]
[]
[]
[]
[]
[]
[]
[]
[]
[]
[]
[]
[]
[]
[]
[]
[]
[]
[]
[]
[]
[]
[]
[]
[]
[]
[]
[]
[]
[]
[]
[]
[]
[]
[]
[]
[]
[]
[]
[]
[]
[]
[]
[]
[]
[]
[]
[]
[]
[]
[]
[]
[]
[]
[]
[]
[]
[]
[]
[]
[]
[]
[]
[]
[]
[]
[]
[]
[]
[]
[]
[]
[]
[]
[]
[]
[]
[]
[]
[]
[]
[]
[]
[]
[]
[]
[]
[]
[]
[]
[]
[]
[]
[]
[]
[]
[]
[]
[]
[]
[]
[]
[]
[]
[]
[]
[]
[]
[]
[]
[]
[]
[]
[]
[]
[]
[]
[]
[]
[]
[]
[]
[]
[]
[]
[]
[]
[]
[]
[]
[]
[]
[]
[]
[]
[]
[]
[]
[]
[]
[]
[]
[]
[]
[]
[]
[]
[]
[]
[]
[]
[]
[]
[]
[]
[]
[]
[]
[]
[]
[]
[]
[]
[]
[]
[]
[]
[]
[]
[]
[]
[]
[]
[]
[]
[]
[]
[]
[]
[]
[]
[]
[]
[]
[]
[]
[]
[]
[]
[]
[]
[]
[]
[]
[]
[]
[]
[]
[]
[]
[]
[]
[]
[]
[]
[]
[]
[]
[]
[]
[]
[]
[]
[]
[]
[]
[]
[]
[]
[]
[]
[]
[]
[]
[]
[]
[]
[]
[]
[]
[]
[]
[]
[]
[]
[]
[]
[]
[]
[]
[]
[]
[]
[]
[]
[]
[]
[]
[]
[]
[]
[]
[]
[]
[]
[]
[]
[]
[]
[]
[]
[]
[]
[]
[]
[]
[]
[]
[]
[]
[]
[]
[]
[]
[]
[]
[]
[]
[]
[]
[]
[]
[]
[]
[]
[]
[]
[]
[]
[]
[]
[]
[]
[]
[]
[]
[]
[]
[]
[]
[]
[]
[]
[]
[]
[]
[]
[]
[]
[]
[]
[]
[]
[]
[]
[]
[]
[]
[]
[]
[]
[]
[]
[]
[]
[]
[]
[]
[]
[]
[]
[]
[]
[]
[]
[]
[]
[]
[]
[]
[]
[]
[]
[]
[]
[]
[]
[]
[]
[]
[]
[]
[]
[]
[]
[]
[]
[]
[]
[]
[]
[]
[]
[]
[]
[]
[]
[]
[]
[]
[]
[]
[]
[]
[]
[]
[]
[]
[]
[]
[]
[]
[]
[]
[]
[]
[]
[]
[]
[]
[]
[]
[]
[]
[]
[]
[]
[]
[]
[]
[]
[]
[]
[]
[]
[]
[]
[]
[]
[]
[]
[]
[]
[]
[]
[]
[]
[]
[]
[]
[]
[]
[]
[]
[]
[]
[]
[]
[]
[]
[]
[]
[]
[]
[]
[]
[]
[]
[]
[]
[]
[]
[]
[]
[]
[]
[]
[]
[]
[]
[]
[]
[]
[]
[]
[]
[]
[]
[]
[]
[]
[]
[]
[]
[]
[]
[]
[]
[]
[]
[]
[]
[]
[]
[]
[]
[]
[]
[]
[]
[]
[]
[]
[]
[]
[]
[]
[]
[]
[]
[]
[]
[]
[]
[]
[]
[]
[]
[]
[]
[]
[]
[]
[]
[]
[]
[]
[]
[]
[]
[]
[]
[]
[]
[]
[]
[]
[]
[]
[]
[]
[]
[]
[]
[]
[]
[]
[]
[]
[]
[]
[]
[]
[]
[]
[]
[]
[]
[]
[]
[]
[]
[]
[]
[]
[]
[]
[]
[]
[]
[]
[]
[]
[]
[]
[]
[]
[]
[]
[]
[]
[]
[]
[]
[]
[]
[]
[]
[]
[]
[]
[]
[]
[]
[]
[]
[]
[]
[]
[]
[]
[]
[]
[]
[]
[]
[]
[]
[]
[]
[]
[]
[]
[]
[]
[]
[]
[]
[]
[]
[]
[]
[]
[]
[]
[]
[]
[]
[]
[]
[]
[]
[]
[]
[]
[]
[]
[]
[]
[]
[]
[]
[]
[]
[]
[]
[]
[]
[]
[]
[]
[]
[]
[]
[]
[]
[]
[]
[]
[]
[]
[]
[]
[]
[]
[]
[]
[]
[]
[]
[]
[]
[]
[]
[]
[]
[]
[]
[]
[]
[]
[]
[]
[]
[]
[]
[]
[]
[]
[]
[]
[]
[]
[]
[]
[]
[]
[]
[]
[]
[]
[]
[]
[]
[]
[]
[]
[]
[]
[]
[]
[]
[]
[]
[]
[]
[]
[]
[]
[]
[]
[]
[]
[]
[]
[]
[]
[]
[]
[]
[]
[]
[]
[]
[]
[]
[]
[]
[]
[]
[]
[]
[]
[]
[]
[]
[]
[]
[]
[]
[]
[]
[]
[]
[]
[]
[]
[]
[]
[]
[]
[]
[]
[]
[]
[]
[]
[]
[]
[]
[]
[]
[]
[]
[]
[]
[]
[]
[]
[]
[]
[]
[]
[]
[]
[]
[]
[]
[]
[]
[]
[]
[]
[]
[]
[]
[]
[]
[]
[]
[]
[]
[]
[]
[]
[]
[]
[]
[]
[]
[]
[]
[]
[]
[]
[]
[]
[]
[]
[]
[]
[]
[]
[]
[]
[]
[]
[]
[]
[]
[]
[]
[]
[]
[]
[]
[]
[]
[]
[]
[]
[]
[]
[]
[]
[]
[]
[]
[]
[]
[]
[]
[]
[]
[]
[]
[]
[]
[]
[]
[]
[]
[]
[]
[]
[]
[]
[]
[]
[]
[]
[]
[]
[]
[]
[]
[]
[]
[]
[]
[]
[]
[]
[]
[]
[]
[]
[]
[]
[]
[]
[]
[]
[]
[]
[]
[]
[]
[]
[]
[]
[]
[]
[]
[]
[]
[]
[]
[]
[]
[]
[]
[]
[]
[]
[]
[]
[]
[]
[]
[]
[]
[]
[]
[]
[]
[]
[]
[]
[]
[]
[]
[]
[]
[]
[]
[]
[]
[]
[]
[]
[]
[]
[]
[]
[]
[]
[]
[]
[]
[]
[]
[]
[]
[]
[]
[]
[]
[]
[]
[]
[]
[]
[]
[]
[]
[]
[]
[]
[]
[]
[]
[]
[]
[]
[]
[]
[]
[]
[]
[]
[]
[]
[]
[]
[]
[]
[]
[]
[]
[]
[]
[]
[]
[]
[]
[]
[]
[]
[]
[]
[]
[]
[]
[]
[]
[]
[]
[]
[]
[]
[]
[]
[]
[]
[]
[]
[]
[]
[]
[]
[]
[]
[]
[]
[]
[]
[]
[]
[]
[]
[]
[]
[]
[]
[]
[]
[]
[]
[]
[]
[]
[]
[]
[]
[]
[]
[]
[]
[]
[]
[]
[]
[]
[]
[]
[]
[]
[]
[]
[]
[]
[]
[]
[]
[]
[]
[]
[]
[]
[]
[]
[]
[]
[]
[]
[]
[]
[]
[]
[]
[]
[]
[]
[]
[]
[]
[]
[]
[]
[]
[]
[]
[]
[]
[]
[]
[]
[]
[]
[]
[]
[]
[]
[]
[]
[]
[]
[]
[]
[]
[]
[]
[]
[]
[]
[]
[]
[]
[]
[]
[]
[]
[]
[]
[]
[]
[]
[]
[]
[]
[]
[]
[]
[]
[]
[]
[]
[]
[]
[]
[]
[]
[]
[]
[]
[]
[]
[]
[]
[]
[]
[]
[]
[]
[]
[]
[]
[]
[]
[]
[]
[]
[]
[]
[]
[]
[]
[]
[]
[]
[]
[]
[]
[]
[]
[]
[]
[]
[]
[]
[]
[]
[]
[]
[]
[]
[]
[]
[]
[]
[]
[]
[]
[]
[]
[]
[]
[]
[]
[]
[]
[]
[]
[]
[]
[]
[]
[]
[]
[]
[]
[]
[]
[]
[]
[]
[]
[]
[]
[]
[]
[]
[]
[]
[]
[]
[]
[]
[]
[]
[]
[]
[]
[]
[]
[]
[]
[]
[]
[]
[]
[]
[]
[]
[]
[]
[]
[]
[]
[]
[]
[]
[]
[]
[]
[]
[]
[]
[]
[]
[]
[]
[]
[]
[]
[]
[]
[]
[]
[]
[]
[]
[]
[]
[]
[]
[]
[]
[]
[]
[]
[]
[]
[]
[]
[]
[]
[]
[]
[]
[]
[]
[]
[]
[]
[]
[]
[]
[]
[]
[]
[]
[]
[]
[]
[]
[]
[]
[]
[]
[]
[]
[]
[]
[]
[]
[]
[]
[]
[]
[]
[]
[]
[]
[]
[]
[]
[]
[]
[]
[]
[]
[]
[]
[]
[]
[]
[]
[]
[]
[]
[]
[]
[]
[]
[]
[]
[]
[]
[]
[]
[]
[]
[]
[]
[]
[]
[]
[]
[]
[]
[]
[]
[]
[]
[]
[]
[]
[]
[]
[]
[]
[]
[]
[]
[]
[]
[]
[]
[]
[]
[]
[]
[]
[]
[]
[]
[]
[]
[]
[]
[]
[]
[]
[]
[]
[]
[]
[]
[]
[]
[]
[]
[]
[]
[]
[]
[]
[]
[]
[]
[]
[]
[]
[]
[]
[]
[]
[]
[]
[]
[]
[]
[]
[]
[]
[]
[]
[]
[]
[]
[]
[]
[]
[]
[]
[]
[]
[]
[]
[]
[]
[]
[]
[]
[]
[]
[]
[]
[]
[]
[]
[]
[]
[]
[]
[]
[]
[]
[]
[]
[]
[]
[]
[]
[]
[]
[]
[]
[]
[]
[]
[]
[]
[]
[]
[]
[]
[]
[]
[]
[]
[]
[]
[]
[]
[]
[]
[]
[]
[]
[]
[]
[]
[]
[]
[]
[]
[]
[]
[]
[]
[]
[]
[]
[]
[]
[]
[]
[]
[]
[]
[]
[]
[]
[]
[]
[]
[]
[]
[]
[]
[]
[]
[]
[]
[]
[]
[]
[]
[]
[]
[]
[]
[]
[]
[]
[]
[]
[]
[]
[]
[]
[]
[]
[]
[]
[]
[]
[]
[]
[]
[]
[]
[]
[]
[]
[]
[]
[]
[]
[]
[]
[]
[]
[]
[]
[]
[]
[]
[]
[]
[]
[]
[]
[]
[]
[]
[]
[]
[]
[]
[]
[]
[]
[]
[]
[]
[]
[]
[]
[]
[]
[]
[]
[]
[]
[]
[]
[]
[]
[]
[]
[]
[]
[]
[]
[]
[]
[]
[]
[]
[]
[]
[]
[]
[]
[]
[]
[]
[]
[]
[]
[]
[]
[]
[]
[]
[]
[]
[]
[]
[]
[]
[]
[]
[]
[]
[]
[]
[]
[]
[]
[]
[]
[]
[]
[]
[]
[]
[]
[]
[]
[]
[]
[]
[]
[]
[]
[]
[]
[]
[]
[]
[]
[]
[]
[]
[]
[]
[]
[]
[]
[]
[]
[]
[]
[]
[]
[]
[]
[]
[]
[]
[]
[]
[]
[]
[]
[]
[]
[]
[]
[]
[]
[]
[]
[]
[]
[]
[]
[]
[]
[]
[]
[]
[]
[]
[]
[]
[]
[]
[]
[]
[]
[]
[]
[]
[]
[]
[]
[]
[]
[]
[]
[]
[]
[]
[]
[]
[]
[]
[]
[]
[]
[]
[]
[]
[]
[]
[]
[]
[]
[]
[]
[]
[]
[]
[]
[]
[]
[]
[]
[]
[]
[]
[]
[]
[]
[]
[]
[]
[]
[]
[]
[]
[]
[]
[]
[]
[]
[]
[]
[]
[]
[]
[]
[]
[]
[]
[]
[]
[]
[]
[]
[]
[]
[]
[]
[]
[]
[]
[]
[]
[]
[]
[]
[]
[]
[]
[]
[]
[]
[]
[]
[]
[]
[]
[]
[]
[]
[]
[]
[]
[]
[]
[]
[]
[]
[]
[]
[]
[]
[]
[]
[]
[]
[]
[]
[]
[]
[]
[]
[]
[]
[]
[]
[]
[]
[]
[]
[]
[]
[]
[]
[]
[]
[]
[]
[]
[]
[]
[]
[]
[]
[]
[]
[]
[]
[]
[]
[]
[]
[]
[]
[]
[]
[]
[]
[]
[]
[]
[]
[]
[]
[]
[]
[]
[]
[]
[]
[]
[]
[]
[]
[]
[]
[]
[]
[]
[]
[]
[]
[]
[]
[]
[]
[]
[]
[]
[]
[]
[]
[]
[]
[]
[]
[]
[]
[]
[]
[]
[]
[]
[]
[]
[]
[]
[]
[]
[]
[]
[]
[]
[]
[]
[]
[]
[]
[]
[]
[]
[]
[]
[]
[]
[]
[]
[]
[]
[]
[]
[]
[]
[]
[]
[]
[]
[]
[]
[]
[]
[]
[]
[]
[]
[]
[]
[]
[]
[]
[]
[]
[]
[]
[]
[]
[]
[]
[]
[]
[]
[]
[]
[]
[]
[]
[]
[]
[]
[]
[]
[]
[]
[]
[]
[]
[]
[]
[]
[]
[]
[]
[]
[]
[]
[]
[]
[]
[]
[]
[]
[]
[]
[]
[]
[]
[]
[]
[]
[]
[]
[]
[]
[]
[]
[]
[]
[]
[]
[]
[]
[]
[]
[]
[]
[]
[]
[]
[]
[]
[]
[]
[]
[]
[]
[]
[]
[]
[]
[]
[]
[]
[]
[]
[]
[]
[]
[]
[]
[]
[]
[]
[]
[]
[]
[]
[]
[]
[]
[]
[]
[]
[]
[]
[]
[]
[]
[]
[]
[]
[]
[]
[]
[]
[]
[]
[]
[]
[]
[]
[]
[]
[]
[]
[]
[]
[]
[]
[]
[]
[]
[]
[]
[]
[]
[]
[]
[]
[]
[]
[]
[]
[]
[]
[]
[]
[]
[]
[]
[]
[]
[]
[]
[]
[]
[]
[]
[]
[]
[]
[]
[]
[]
[]
[]
[]
[]
[]
[]
[]
[]
[]
[]
[]
[]
[]
[]
[]
[]
[]
[]
[]
[]
[]
[]
[]
[]
[]
[]
[]
[]
[]
[]
[]
[]
[]
[]
[]
[]
[]
[]
[]
[]
[]
[]
[]
[]
[]
[]
[]
[]
[]
[]
[]
[]
[]
[]
[]
[]
[]
[]
[]
[]
[]
[]
[]
[]
[]
[]
[]
[]
[]
[]
[]
[]
[]
[]
[]
[]
[]
[]
[]
[]
[]
[]
[]
[]
[]
[]
[]
[]
[]
[]
[]
[]
[]
[]
[]
[]
[]
[]
[]
[]
[]
[]
[]
[]
[]
[]
[]
[]
[]
[]
[]
[]
[]
[]
[]
[]
[]
[]
[]
[]
[]
[]
[]
[]
[]
[]
[]
[]
[]
[]
[]
[]
[]
[]
[]
[]
[]
[]
[]
[]
[]
[]
[]
[]
[]
[]
[]
[]
[]
[]
[]
[]
[]
[]
[]
[]
[]
[]
[]
[]
[]
[]
[]
[]
[]
[]
[]
[]
[]
[]
[]
[]
[]
[]
[]
[]
[]
[]
[]
[]
[]
[]
[]
[]
[]
[]
[]
[]
[]
[]
[]
[]
[]
[]
[]
[]
[]
[]
[]
[]
[]
[]
[]
[]
[]
[]
[]
[]
[]
[]
[]
[]
[]
[]
[]
[]
[]
[]
[]
[]
[]
[]
[]
[]
[]
[]
[]
[]
[]
[]
[]
[]
[]
[]
[]
[]
[]
[]
[]
[]
[]
[]
[]
[]
[]
[]
[]
[]
[]
[]
[]
[]
[]
[]
[]
[]
[]
[]
[]
[]
[]
[]
[]
[]
[]
[]
[]
[]
[]
[]
[]
[]
[]
[]
[]
[]
[]
[]
[]
[]
[]
[]
[]
[]
[]
[]
[]
[]
[]
[]
[]
[]
[]
[]
[]
[]
[]
[]
[]
[]
[]
[]
[]
[]
[]
[]
[]
[]
[]
[]
[]
[]
[]
[]
[]
[]
[]
[]
[]
[]
[]
[]
[]
[]
[]
[]
[]
[]
[]
[]
[]
[]
[]
[]
[]
[]
[]
[]
[]
[]
[]
[]
[]
[]
[]
[]
[]
[]
[]
[]
[]
[]
[]
[]
[]
[]
[]
[]
[]
[]
[]
[]
[]
[]
[]
[]
[]
[]
[]
[]
[]
[]
[]
[]
[]
[]
[]
[]
[]
[]
[]
[]
[]
[]
[]
[]
[]
[]
[]
[]
[]
[]
[]
[]
[]
[]
[]
[]
[]
[]
[]
[]
[]
[]
[]
[]
[]
[]
[]
[]
[]
[]
[]
[]
[]
[]
[]
[]
[]
[]
[]
[]
[]
[]
[]
[]
[]
[]
[]
[]
[]
[]
[]
[]
[]
[]
[]
[]
[]
[]
[]
[]
[]
[]
[]
[]
[]
[]
[]
[]
[]
[]
[]
[]
[]
[]
[]
[]
[]
[]
[]
[]
[]
[]
[]
[]
[]
[]
[]
[]
[]
[]
[]
[]
[]
[]
[]
[]
[]
[]
[]
[]
[]
[]
[]
[]
[]
[]
[]
[]
[]
[]
[]
[]
[]
[]
[]
[]
[]
[]
[]
[]
[]
[]
[]
[]
[]
[]
[]
[]
[]
[]
[]
[]
[]
[]
[]
[]
[]
[]
[]
[]
[]
[]
[]
[]
[]
[]
[]
[]
[]
[]
[]
[]
[]
[]
[]
[]
[]
[]
[]
[]
[]
[]
[]
[]
[]
[]
[]
[]
[]
[]
[]
[]
[]
[]
[]
[]
[]
[]
[]
[]
[]
[]
[]
[]
[]
[]
[]
[]
[]
[]
[]
[]
[]
[]
[]
[]
[]
[]
[]
[]
[]
[]
[]
[]
[]
[]
[]
[]
[]
[]
[]
[]
[]
[]
[]
[]
[]
[]
[]
[]
[]
[]
[]
[]
[]
[]
[]
[]
[]
[]
[]
[]
[]
[]
[]
[]
[]
[]
[]
[]
[]
[]
[]
[]
[]
[]
[]
[]
[]
[]
[]
[]
[]
[]
[]
[]
[]
[]
[]
[]
[]
[]
[]
[]
[]
[]
[]
[]
[]
[]
[]
[]
[]
[]
[]
[]
[]
[]
[]
[]
[]
[]
[]
[]
[]
[]
[]
[]
[]
[]
[]
[]
[]
[]
[]
[]
[]
[]
[]
[]
[]
[]
[]
[]
[]
[]
[]
[]
[]
[]
[]
[]
[]
[]
[]
[]
[]
[]
[]
[]
[]
[]
[]
[]
[]
[]
[]
[]
[]
[]
[]
[]
[]
[]
[]
[]
[]
[]
[]
[]
[]
[]
[]
[]
[]
[]
[]
[]
[]
[]
[]
[]
[]
[]
[]
[]
[]
[]
[]
[]
[]
[]
[]
[]
[]
[]
[]
[]
[]
[]
[]
[]
[]
[]
[]
[]
[]
[]
[]
[]
[]
[]
[]
[]
[]
[]
[]
[]
[]
[]
[]
[]
[]
[]
[]
[]
[]
[]
[]
[]
[]
[]
[]
[]
[]
[]
[]
[]
[]
[]
[]
[]
[]
[]
[]
[]
[]
[]
[]
[]
[]
[]
[]
[]
[]
[]
[]
[]
[]
[]
[]
[]
[]
[]
[]
[]
[]
[]
[]
[]
[]
[]
[]
[]
[]
[]
[]
[]
[]
[]
[]
[]
[]
[]
[]
[]
[]
[]
[]
[]
[]
[]
[]
[]
[]
[]
[]
[]
[]
[]
[]
[]
[]
[]
[]
[]
[]
[]
[]
[]
[]
[]
[]
[]
[]
[]
[]
[]
[]
[]
[]
[]
[]
[]
[]
[]
[]
[]
[]
[]
[]
[]
[]
[]
[]
[]
[]
[]
[]
[]
[]
[]
[]
[]
[]
[]
[]
[]
[]
[]
[]
[]
[]
[]
[]
[]
[]
[]
[]
[]
[]
[]
[]
[]
[]
[]
[]
[]
[]
[]
[]
[]
[]
[]
[]
[]
[]
[]
[]
[]
[]
[]
[]
[]
[]
[]
[]
[]
[]
[]
[]
[]
[]
[]
[]
[]
[]
[]
[]
[]
[]
[]
[]
[]
[]
[]
[]
[]
[]
[]
[]
[]
[]
[]
[]
[]
[]
[]
[]
[]
[]
[]
[]
[]
[]
[]
[]
[]
[]
[]
[]
[]
[]
[]
[]
[]
[]
[]
[]
[]
[]
[]
[]
[]
[]
[]
[]
[]
[]
[]
[]
[]
[]
[]
[]
[]
[]
[]
[]
[]
[]
[]
[]
[]
[]
[]
[]
[]
[]
[]
[]
[]
[]
[]
[]
[]
[]
[]
[]
[]
[]
[]
[]
[]
[]
[]
[]
[]
[]
[]
[]
[]
[]
[]
[]
[]
[]
[]
[]
[]
[]
[]
[]
[]
[]
[]
[]
[]
[]
[]
[]
[]
[]
[]
[]
[]
[]
[]
[]
[]
[]
[]
[]
[]
[]
[]
[]
[]
[]
[]
[]
[]
[]
[]
[]
[]
[]
[]
[]
[]
[]
[]
[]
[]
[]
[]
[]
[]
[]
[]
[]
[]
[]
[]
[]
[]
[]
[]
[]
[]
[]
[]
[]
[]
[]
[]
[]
[]
[]
[]
[]
[]
[]
[]
[]
[]
[]
[]
[]
[]
[]
[]
[]
[]
[]
[]
[]
[]
[]
[]
[]
[]
[]
[]
[]
[]
[]
[]
[]
[]
[]
[]
[]
[]
[]
[]
[]
[]
[]
[]
[]
[]
[]
[]
[]
[]
[]
[]
[]
[]
[]
[]
[]
[]
[]
[]
[]
[]
[]
[]
[]
[]
[]
[]
[]
[]
[]
[]
[]
[]
[]
[]
[]
[]
[]
[]
[]
[]
[]
[]
[]
[]
[]
[]
[]
[]
[]
[]
[]
[]
[]
[]
[]
[]
[]
[]
[]
[]
[]
[]
[]
[]
[]
[]
[]
[]
[]
[]
[]
[]
[]
[]
[]
[]
[]
[]
[]
[]
[]
[]
[]
[]
[]
[]
[]
[]
[]
[]
[]
[]
[]
[]
[]
[]
[]
[]
[]
[]
[]
[]
[]
[]
[]
[]
[]
[]
[]
[]
[]
[]
[]
[]
[]
[]
[]
[]
[]
[]
[]
[]
[]
[]
[]
[]
[]
[]
[]
[]
[]
[]
[]
[]
[]
[]
[]
[]
[]
[]
[]
[]
[]
[]
[]
[]
[]
[]
[]
[]
[]
[]
[]
[]
[]
[]
[]
[]
[]
[]
[]
[]
[]
[]
[]
[]
[]
[]
[]
[]
[]
[]
[]
[]
[]
[]
[]
[]
[]
[]
[]
[]
[]
[]
[]
[]
[]
[]
[]
[]
[]
[]
[]
[]
[]
[]
[]
[]
[]
[]
[]
[]
[]
[]
[]
[]
[]
[]
[]
[]
[]
[]
[]
[]
[]
[]
[]
[]
[]
[]
[]
[]
[]
[]
[]
[]
[]
[]
[]
[]
[]
[]
[]
[]
[]
[]
[]
[]
[]
[]
[]
[]
[]
[]
[]
[]
[]
[]
[]
[]
[]
[]
[]
[]
[]
[]
[]
[]
[]
[]
[]
[]
[]
[]
[]
[]
[]
[]
[]
[]
[]
[]
[]
[]
[]
[]
[]
[]
[]
[]
[]
[]
[]
[]
[]
[]
[]
[]
[]
[]
[]
[]
[]
[]
[]
[]
[]
[]
[]
[]
[]
[]
[]
[]
[]
[]
[]
[]
[]
[]
[]
[]
[]
[]
[]
[]
[]
[]
[]
[]
[]
[]
[]
[]
[]
[]
[]
[]
[]
[]
[]
[]
[]
[]
[]
[]
[]
[]
[]
[]
[]
[]
[]
[]
[]
[]
[]
[]
[]
[]
[]
[]
[]
[]
[]
[]
[]
[]
[]
[]
[]
[]
[]
[]
[]
[]
[]
[]
[]
[]
[]
[]
[]
[]
[]
[]
[]
[]
[]
[]
[]
[]
[]
[]
[]
[]
[]
[]
[]
[]
[]
[]
[]
[]
[]
[]
[]
[]
[]
[]
[]
[]
[]
[]
[]
[]
[]
[]
[]
[]
[]
[]
[]
[]
[]
[]
[]
[]
[]
[]
[]
[]
[]
[]
[]
[]
[]
[]
[]
[]
[]
[]
[]
[]
[]
[]
[]
[]
[]
[]
[]
[]
[]
[]
[]
[]
[]
[]
[]
[]
[]
[]
[]
[]
[]
[]
[]
[]
[]
[]
[]
[]
[]
[]
[]
[]
[]
[]
[]
[]
[]
[]
[]
[]
[]
[]
[]
[]
[]
[]
[]
[]
[]
[]
[]
[]
[]
[]
[]
[]
[]
[]
[]
[]
[]
[]
[]
[]
[]
[]
[]
[]
[]
[]
[]
[]
[]
[]
[]
[]
[]
[]
[]
[]
[]
[]
[]
[]
[]
[]
[]
[]
[]
[]
[]
[]
[]
[]
[]
[]
[]
[]
[]
[]
[]
[]
[]
[]
[]
[]
[]
[]
[]
[]
[]
[]
[]
[]
[]
[]
[]
[]
[]
[]
[]
[]
[]
[]
[]
[]
[]
[]
[]
[]
[]
[]
[]
[]
[]
[]
[]
[]
[]
[]
[]
[]
[]
[]
[]
[]
[]
[]
[]
[]
[]
[]
[]
[]
[]
[]
[]
[]
[]
[]
[]
[]
[]
[]
[]
[]
[]
[]
[]
[]
[]
[]
[]
[]
[]
[]
[]
[]
[]
[]
[]
[]
[]
[]
[]
[]
[]
[]
[]
[]
[]
[]
[]
[]
[]
[]
[]
[]
[]
[]
[]
[]
[]
[]
[]
[]
[]
[]
[]
[]
[]
[]
[]
[]
[]
[]
[]
[]
[]
[]
[]
[]
[]
[]
[]
[]
[]
[]
[]
[]
[]
[]
[]
[]
[]
[]
[]
[]
[]
[]
[]
[]
[]
[]
[]
[]
[]
[]
[]
[]
[]
[]
[]
[]
[]
[]
[]
[]
[]
[]
[]
[]
[]
[]
[]
[]
[]
[]
[]
[]
[]
[]
[]
[]
[]
[]
[]
[]
[]
[]
[]
[]
[]
[]
[]
[]
[]
[]
[]
[]
[]
[]
[]
[]
[]
[]
[]
[]
[]
[]
[]
[]
[]
[]
[]
[]
[]
[]
[]
[]
[]
[]
[]
[]
[]
[]
[]
[]
[]
[]
[]
[]
[]
[]
[]
[]
[]
[]
[]
[]
[]
[]
[]
[]
[]
[]
[]
[]
[]
[]
[]
[]
[]
[]
[]
[]
[]
[]
[]
[]
[]
[]
[]
[]
[]
[]
[]
[]
[]
[]
[]
[]
[]
[]
[]
[]
[]
[]
[]
[]
[]
[]
[]
[]
[]
[]
[]
[]
[]
[]
[]
[]
[]
[]
[]
[]
[]
[]
[]
[]
[]
[]
[]
[]
[]
[]
[]
[]
[]
[]
[]
[]
[]
[]
[]
[]
[]
[]
[]
[]
[]
[]
[]
[]
[]
[]
[]
[]
[]
[]
[]
[]
[]
[]
[]
[]
[]
[]
[]
[]
[]
[]
[]
[]
[]
[]
[]
[]
[]
[]
[]
[]
[]
[]
[]
[]
[]
[]
[]
[]
[]
[]
[]
[]
[]
[]
[]
[]
[]
[]
[]
[]
[]
[]
[]
[]
[]
[]
[]
[]
[]
[]
[]
[]
[]
[]
[]
[]
[]
[]
[]
[]
[]
[]
[]
[]
[]
[]
[]
[]
[]
[]
[]
[]
[]
[]
[]
[]
[]
[]
[]
[]
[]
[]
[]
[]
[]
[]
[]
[]
[]
[]
[]
[]
[]
[]
[]
[]
[]
[]
[]
[]
[]
[]
[]
[]
[]
[]
[]
[]
[]
[]
[]
[]
[]
[]
[]
[]
[]
[]
[]
[]
[]
[]
[]
[]
[]
[]
[]
[]
[]
[]
[]
[]
[]
[]
[]
[]
[]
[]
[]
[]
[]
[]
[]
[]
[]
[]
[]
[]
[]
[]
[]
[]
[]
[]
[]
[]
[]
[]
[]
[]
[]
[]
[]
[]
[]
[]
[]
[]
[]
[]
[]
[]
[]
[]
[]
[]
[]
[]
[]
[]
[]
[]
[]
[]
[]
[]
[]
[]
[]
[]
[]
[]
[]
[]
[]
[]
[]
[]
[]
[]
[]
[]
[]
[]
[]
[]
[]
[]
[]
[]
[]
[]
[]
[]
[]
[]
[]
[]
[]
[]
[]
[]
[]
[]
[]
[]
[]
[]
[]
[]
[]
[]
[]
[]
[]
[]
[]
[]
[]
[]
[]
[]
[]
[]
[]
[]
[]
[]
[]
[]
[]
[]
[]
[]
[]
[]
[]
[]
[]
[]
[]
[]
[]
[]
[]
[]
[]
[]
[]
[]
[]
[]
[]
[]
[]
[]
[]
[]
[]
[]
[]
[]
[]
[]
[]
[]
[]
[]
[]
[]
[]
[]
[]
[]
[]
[]
[]
[]
[]
[]
[]
[]
[]
[]
[]
[]
[]
[]
[]
[]
[]
[]
[]
[]
[]
[]
[]
[]
[]
[]
[]
[]
[]
[]
[]
[]
[]
[]
[]
[]
[]
[]
[]
[]
[]
[]
[]
[]
[]
[]
[]
[]
[]
[]
[]
[]
[]
[]
[]
[]
[]
[]
[]
[]
[]
[]
[]
[]
[]
[]
[]
[]
[]
[]
[]
[]
[]
[]
[]
[]
[]
[]
[]
[]
[]
[]
[]
[]
[]
[]
[]
[]
[]
[]
[]
[]
[]
[]
[]
[]
[]
[]
[]
[]
[]
[]
[]
[]
[]
[]
[]
[]
[]
[]
[]
[]
[]
[]
[]
[]
[]
[]
[]
[]
[]
[]
[]
[]
[]
[]
[]
[]
[]
[]
[]
[]
[]
[]
[]
[]
[]
[]
[]
[]
[]
[]
[]
[]
[]
[]
[]
[]
[]
[]
[]
[]
[]
[]
[]
[]
[]
[]
[]
[]
[]
[]
[]
[]
[]
[]
[]
[]
[]
[]
[]
[]
[]
[]
[]
[]
[]
[]
[]
[]
[]
[]
[]
[]
[]
[]
[]
[]
[]
[]
[]
[]
[]
[]
[]
[]
[]
[]
[]
[]
[]
[]
[]
[]
[]
[]
[]
[]
[]
[]
[]
[]
[]
[]
[]
[]
[]
[]
[]
[]
[]
[]
[]
[]
[]
[]
[]
[]
[]
[]
[]
[]
[]
[]
[]
[]
[]
[]
[]
[]
[]
[]
[]
[]
[]
[]
[]
[]
[]
[]
[]
[]
[]
[]
[]
[]
[]
[]
[]
[]
[]
[]
[]
[]
[]
[]
[]
[]
[]
[]
[]
[]
[]
[]
[]
[]
[]
[]
[]
[]
[]
[]
[]
[]
[]
[]
[]
[]
[]
[]
[]
[]
[]
[]
[]
[]
[]
[]
[]
[]
[]
[]
[]
[]
[]
[]
[]
[]
[]
[]
[]
[]
[]
[]
[]
[]
[]
[]
[]
[]
[]
[]
[]
[]
[]
[]
[]
[]
[]
[]
[]
[]
[]
[]
[]
[]
[]
[]
[]
[]
[]
[]
[]
[]
[]
[]
[]
[]
[]
[]
[]
[]
[]
[]
[]
[]
[]
[]
[]
[]
[]
[]
[]
[]
[]
[]
[]
[]
[]
[]
[]
[]
[]
[]
[]
[]
[]
[]
[]
[]
[]
[]
[]
[]
[]
[]
[]
[]
[]
[]
[]
[]
[]
[]
[]
[]
[]
[]
[]
[]
[]
[]
[]
[]
[]
[]
[]
[]
[]
[]
[]
[]
[]
[]
[]
[]
[]
[]
[]
[]
[]
[]
[]
[]
[]
[]
[]
[]
[]
[]
[]
[]
[]
[]
[]
[]
[]
[]
[]
[]
[]
[]
[]
[]
[]
[]
[]
[]
[]
[]
[]
[]
[]
[]
[]
[]
[]
[]
[]
[]
[]
[]
[]
[]
[]
[]
[]
[]
[]
[]
[]
[]
[]
[]
[]
[]
[]
[]
[]
[]
[]
[]
[]
[]
[]
[]
[]
[]
[]
[]
[]
[]
[]
[]
[]
[]
[]
[]
[]
[]
[]
[]
[]
[]
[]
[]
[]
[]
[]
[]
[]
[]
[]
[]
[]
[]
[]
[]
[]
[]
[]
[]
[]
[]
[]
[]
[]
[]
[]
[]
[]
[]
[]
[]
[]
[]
[]
[]
[]
[]
[]
[]
[]
[]
[]
[]
[]
[]
[]
[]
[]
[]
[]
[]
[]
[]
[]
[]
[]
[]
[]
[]
[]
[]
[]
[]
[]
[]
[]
[]
[]
[]
[]
[]
[]
[]
[]
[]
[]
[]
[]
[]
[]
[]
[]
[]
[]
[]
[]
[]
[]
[]
[]
[]
[]
[]
[]
[]
[]
[]
[]
[]
[]
[]
[]
[]
[]
[]
[]
[]
[]
[]
[]
[]
[]
[]
[]
[]
[]
[]
[]
[]
[]
[]
[]
[]
[]
[]
[]
[]
[]
[]
[]
[]
[]
[]
[]
[]
[]
[]
[]
[]
[]
[]
[]
[]
[]
[]
[]
[]
[]
[]
[]
[]
[]
[]
[]
[]
[]
[]
[]
[]
[]
[]
[]
[]
[]
[]
[]
[]
[]
[]
[]
[]
[]
[]
[]
[]
[]
[]
[]
[]
[]
[]
[]
[]
[]
[]
[]
[]
[]
[]
[]
[]
[]
[]
[]
[]
[]
[]
[]
[]
[]
[]
[]
[]
[]
[]
[]
[]
[]
[]
[]
[]
[]
[]
[]
[]
[]
[]
[]
[]
[]
[]
[]
[]
[]
[]
[]
[]
[]
[]
[]
[]
[]
[]
[]
[]
[]
[]
[]
[]
[]
[]
[]
[]
[]
[]
[]
[]
[]
[]
[]
[]
[]
[]
[]
[]
[]
[]
[]
[]
[]
[]
[]
[]
[]
[]
[]
[]
[]
[]
[]
[]
[]
[]
[]
[]
[]
[]
[]
[]
[]
[]
[]
[]
[]
[]
[]
[]
[]
[]
[]
[]
[]
[]
[]
[]
[]
[]
[]
[]
[]
[]
[]
[]
[]
[]
[]
[]
[]
[]
[]
[]
[]
[]
[]
[]
[]
[]
[]
[]
[]
[]
[]
[]
[]
[]
[]
[]
[]
[]
[]
[]
[]
[]
[]
[]
[]
[]
[]
[]
[]
[]
[]
[]
[]
[]
[]
[]
[]
[]
[]
[]
[]
[]
[]
[]
[]
[]
[]
[]
[]
[]
[]
[]
[]
[]
[]
[]
[]
[]
[]
[]
[]
[]
[]
[]
[]
[]
[]
[]
[]
[]
[]
[]
[]
[]
[]
[]
[]
[]
[]
[]
[]
[]
[]
[]
[]
[]
[]
[]
[]
[]
[]
[]
[]
[]
[]
[]
[]
[]
[]
[]
[]
[]
[]
[]
[]
[]
[]
[]
[]
[]
[]
[]
[]
[]
[]
[]
[]
[]
[]
[]
[]
[]
[]
[]
[]
[]
[]
[]
[]
[]
[]
[]
[]
[]
[]
[]
[]
[]
[]
[]
[]
[]
[]
[]
[]
[]
[]
[]
[]
[]
[]
[]
[]
[]
[]
[]
[]
[]
[]
[]
[]
[]
[]
[]
[]
[]
[]
[]
[]
[]
[]
[]
[]
[]
[]
[]
[]
[]
[]
[]
[]
[]
[]
[]
[]
[]
[]
[]
[]
[]
[]
[]
[]
[]
[]
[]
[]
[]
[]
[]
[]
[]
[]
[]
[]
[]
[]
[]
[]
[]
[]
[]
[]
[]
[]
[]
[]
[]
[]
[]
[]
[]
[]
[]
[]
[]
[]
[]
[]
[]
[]
[]
[]
[]
[]
[]
[]
[]
[]
[]
[]
[]
[]
[]
[]
[]
[]
[]
[]
[]
[]
[]
[]
[]
[]
[]
[]
[]
[]
[]
[]
[]
[]
[]
[]
[]
[]
[]
[]
[]
[]
[]
[]
[]
[]
[]
[]
[]
[]
[]
[]
[]
[]
[]
[]
[]
[]
[]
[]
[]
[]
[]
[]
[]
[]
[]
[]
[]
[]
[]
[]
[]
[]
[]
[]
[]
[]
[]
[]
[]
[]
[]
[]
[]
[]
[]
[]
[]
[]
[]
[]
[]
[]
[]
[]
[]
[]
[]
[]
[]
[]
[]
[]
[]
[]
[]
[]
[]
[]
[]
[]
[]
[]
[]
[]
[]
[]
[]
[]
[]
[]
[]
[]
[]
[]
[]
[]
[]
[]
[]
[]
[]
[]
[]
[]
[]
[]
[]
[]
[]
[]
[]
[]
[]
[]
[]
[]
[]
[]
[]
[]
[]
[]
[]
[]
[]
[]
[]
[]
[]
[]
[]
[]
[]
[]
[]
[]
[]
[]
[]
[]
[]
[]
[]
[]
[]
[]
[]
[]
[]
[]
[]
[]
[]
[]
[]
[]
[]
[]
[]
[]
[]
[]
[]
[]
[]
[]
[]
[]
[]
[]
[]
[]
[]
[]
[]
[]
[]
[]
[]
[]
[]
[]
[]
[]
[]
[]
[]
[]
[]
[]
[]
[]
[]
[]
[]
[]
[]
[]
[]
[]
[]
[]
[]
[]
[]
[]
[]
[]
[]
[]
[]
[]
[]
[]
[]
[]
[]
[]
[]
[]
[]
[]
[]
[]
[]
[]
[]
[]
[]
[]
[]
[]
[]
[]
[]
[]
[]
[]
[]
[]
[]
[]
[]
[]
[]
[]
[]
[]
[]
[]
[]
[]
[]
[]
[]
[]
[]
[]
[]
[]
[]
[]
[]
[]
[]
[]
[]
[]
[]
[]
[]
[]
[]
[]
[]
[]
[]
[]
[]
[]
[]
[]
[]
[]
[]
[]
[]
[]
[]
[]
[]
[]
[]
[]
[]
[]
[]
[]
[]
[]
[]
[]
[]
[]
[]
[]
[]
[]
[]
[]
[]
[]
[]
[]
[]
[]
[]
[]
[]
[]
[]
[]
[]
[]
[]
[]
[]
[]
[]
[]
[]
[]
[]
[]
[]
[]
[]
[]
[]
[]
[]
[]
[]
[]
[]
[]
[]
[]
[]
[]
[]
[]
[]
[]
[]
[]
[]
[]
[]
[]
[]
[]
[]
[]
[]
[]
[]
[]
[]
[]
[]
[]
[]
[]
[]
[]
[]
[]
[]
[]
[]
[]
[]
[]
[]
[]
[]
[]
[]
[]
[]
[]
[]
[]
[]
[]
[]
[]
[]
[]
[]
[]
[]
[]
[]
[]
[]
[]
[]
[]
[]
[]
[]
[]
[]
[]
[]
[]
[]
[]
[]
[]
[]
[]
[]
[]
[]
[]
[]
[]
[]
[]
[]
[]
[]
[]
[]
[]
[]
[]
[]
[]
[]
[]
[]
[]
[]
[]
[]
[]
[]
[]
[]
[]
[]
[]
[]
[]
[]
[]
[]
[]
[]
[]
[]
[]
[]
[]
[]
[]
[]
[]
[]
[]
[]
[]
[]
[]
[]
[]
[]
[]
[]
[]
[]
[]
[]
[]
[]
[]
[]
[]
[]
[]
[]
[]
[]
[]
[]
[]
[]
[]
[]
[]
[]
[]
[]
[]
[]
[]
[]
[]
[]
[]
[]
[]
[]
[]
[]
[]
[]
[]
[]
[]
[]
[]
[]
[]
[]
[]
[]
[]
[]
[]
[]
[]
[]
[]
[]
[]
[]
[]
[]
[]
[]
[]
[]
[]
[]
[]
[]
[]
[]
[]
[]
[]
[]
[]
[]
[]
[]
[]
[]
[]
[]
[]
[]
[]
[]
[]
[]
[]
[]
[]
[]
[]
[]
[]
[]
[]
[]
[]
[]
[]
[]
[]
[]
[]
[]
[]
[]
[]
[]
[]
[]
[]
[]
[]
[]
[]
[]
[]
[]
[]
[]
[]
[]
[]
[]
[]
[]
[]
[]
[]
[]
[]
[]
[]
[]
[]
[]
[]
[]
[]
[]
[]
[]
[]
[]
[]
[]
[]
[]
[]
[]
[]
[]
[]
[]
[]
[]
[]
[]
[]
[]
[]
[]
[]
[]
[]
[]
[]
[]
[]
[]
[]
[]
[]
[]
[]
[]
[]
[]
[]
[]
[]
[]
[]
[]
[]
[]
[]
[]
[]
[]
[]
[]
[]
[]
[]
[]
[]
[]
[]
[]
[]
[]
[]
[]
[]
[]
[]
[]
[]
[]
[]
[]
[]
[]
[]
[]
[]
[]
[]
[]
[]
[]
[]
[]
[]
[]
[]
[]
[]
[]
[]
[]
[]
[]
[]
[]
[]
[]
[]
[]
[]
[]
[]
[]
[]
[]
[]
[]
[]
[]
[]
[]
[]
[]
[]
[]
[]
[]
[]
[]
[]
[]
[]
[]
[]
[]
[]
[]
[]
[]
[]
[]
[]
[]
[]
[]
[]
[]
[]
[]
[]
[]
[]
[]
[]
[]
[]
[]
[]
[]
[]
[]
[]
[]
[]
[]
[]
[]
[]
[]
[]
[]
[]
[]
[]
[]
[]
[]
[]
[]
[]
[]
[]
[]
[]
[]
[]
[]
[]
[]
[]
[]
[]
[]
[]
[]
[]
[]
[]
[]
[]
[]
[]
[]
[]
[]
[]
[]
[]
[]
[]
[]
[]
[]
[]
[]
[]
[]
[]
[]
[]
[]
[]
[]
[]
[]
[]
[]
[]
[]
[]
[]
[]
[]
[]
[]
[]
[]
[]
[]
[]
[]
[]
[]
[]
[]
[]
[]
[]
[]
[]
[]
[]
[]
[]
[]
[]
[]
[]
[]
[]
[]
[]
[]
[]
[]
[]
[]
[]
[]
[]
[]
[]
[]
[]
[]
[]
[]
[]
[]
[]
[]
[]
[]
[]
[]
[]
[]
[]
[]
[]
[]
[]
[]
[]
[]
[]
[]
[]
[]
[]
[]
[]
[]
[]
[]
[]
[]
[]
[]
[]
[]
[]
[]
[]
[]
[]
[]
[]
[]
[]
[]
[]
[]
[]
[]
[]
[]
[]
[]
[]
[]
[]
[]
[]
[]
[]
[]
[]
[]
[]
[]
[]
[]
[]
[]
[]
[]
[]
[]
[]
[]
[]
[]
[]
[]
[]
[]
[]
[]
[]
[]
[]
[]
[]
[]
[]
[]
[]
[]
[]
[]
[]
[]
[]
[]
[]
[]
[]
[]
[]
[]
[]
[]
[]
[]
[]
[]
[]
[]
[]
[]
[]
[]
[]
[]
[]
[]
[]
[]
[]
[]
[]
[]
[]
[]
[]
[]
[]
[]
[]
[]
[]
[]
[]
[]
[]
[]
[]
[]
[]
[]
[]
[]
[]
[]
[]
[]
[]
[]
[]
[]
[]
[]
[]
[]
[]
[]
[]
[]
[]
[]
[]
[]
[]
[]
[]
[]
[]
[]
[]
[]
[]
[]
[]
[]
[]
[]
[]
[]
[]
[]
[]
[]
[]
[]
[]
[]
[]
[]
[]
[]
[]
[]
[]
[]
[]
[]
[]
[]
[]
[]
[]
[]
[]
[]
[]
[]
[]
[]
[]
[]
[]
[]
[]
[]
[]
[]
[]
[]
[]
[]
[]
[]
[]
[]
[]
[]
[]
[]
[]
[]
[]
[]
[]
[]
[]
[]
[]
[]
[]
[]
[]
[]
[]
[]
[]
[]
[]
[]
[]
[]
[]
[]
[]
[]
[]
[]
[]
[]
[]
[]
[]
[]
[]
[]
[]
[]
[]
[]
[]
[]
[]
[]
[]
[]
[]
[]
[]
[]
[]
[]
[]
[]
[]
[]
[]
[]
[]
[]
[]
[]
[]
[]
[]
[]
[]
[]
[]
[]
[]
[]
[]
[]
[]
[]
[]
[]
[]
[]
[]
[]
[]
[]
[]
[]
[]
[]
[]
[]
[]
[]
[]
[]
[]
[]
[]
[]
[]
[]
[]
[]
[]
[]
[]
[]
[]
[]
[]
[]
[]
[]
[]
[]
[]
[]
[]
[]
[]
[]
[]
[]
[]
[]
[]
[]
[]
[]
[]
[]
[]
[]
[]
[]
[]
[]
[]
[]
[]
[]
[]
[]
[]
[]
[]
[]
[]
[]
[]
[]
[]
[]
[]
[]
[]
[]
[]
[]
[]
[]
[]
[]
[]
[]
[]
[]
[]
[]
[]
[]
[]
[]
[]
[]
[]
[]
[]
[]
[]
[]
[]
[]
[]
[]
[]
[]
[]
[]
[]
[]
[]
[]
[]
[]
[]
[]
[]
[]
[]
[]
[]
[]
[]
[]
[]
[]
[]
[]
[]
[]
[]
[]
[]
[]
[]
[]
[]
[]
[]
[]
[]
[]
[]
[]
[]
[]
[]
[]
[]
[]
[]
[]
[]
[]
[]
[]
[]
[]
[]
[]
[]
[]
[]
[]
[]
[]
[]
[]
[]
[]
[]
[]
[]
[]
[]
[]
[]
[]
[]
[]
[]
[]
[]
[]
[]
[]
[]
[]
[]
[]
[]
[]
[]
[]
[]
[]
[]
[]
[]
[]
[]
[]
[]
[]
[]
[]
[]
[]
[]
[]
[]
[]
[]
[]
[]
[]
[]
[]
[]
[]
[]
[]
[]
[]
[]
[]
[]
[]
[]
[]
[]
[]
[]
[]
[]
[]
[]
[]
[]
[]
[]
[]
[]
[]
[]
[]
[]
[]
[]
[]
[]
[]
[]
[]
[]
[]
[]
[]
[]
[]
[]
[]
[]
[]
[]
[]
[]
[]
[]
[]
[]
[]
[]
[]
[]
[]
[]
[]
[]
[]
[]
[]
[]
[]
[]
[]
[]
[]
[]
[]
[]
[]
[]
[]
[]
[]
[]
[]
[]
[]
[]
[]
[]
[]
[]
[]
[]
[]
[]
[]
[]
[]
[]
[]
[]
[]
[]
[]
[]
[]
[]
[]
[]
[]
[]
[]
[]
[]
[]
[]
[]
[]
[]
[]
[]
[]
[]
[]
[]
[]
[]
[]
[]
[]
[]
[]
[]
[]
[]
[]
[]
[]
[]
[]
[]
[]
[]
[]
[]
[]
[]
[]
[]
[]
[]
[]
[]
[]
[]
[]
[]
[]
[]
[]
[]
[]
[]
[]
[]
[]
[]
[]
[]
[]
[]
[]
[]
[]
[]
[]
[]
[]
[]
[]
[]
[]
[]
[]
[]
[]
[]
[]
[]
[]
[]
[]
[]
[]
[]
[]
[]
[]
[]
[]
[]
[]
[]
[]
[]
[]
[]
[]
[]
[]
[]
[]
[]
[]
[]
[]
[]
[]
[]
[]
[]
[]
[]
[]
[]
[]
[]
[]
[]
[]
[]
[]
[]
[]
[]
[]
[]
[]
[]
[]
[]
[]
[]
[]
[]
[]
[]
[]
[]
[]
[]
[]
[]
[]
[]
[]
[]
[]
[]
[]
[]
[]
[]
[]
[]
[]
[]
[]
[]
[]
[]
[]
[]
[]
[]
[]
[]
[]
[]
[]
[]
[]
[]
[]
[]
[]
[]
[]
[]
[]
[]
[]
[]
[]
[]
[]
[]
[]
[]
[]
[]
[]
[]
[]
[]
[]
[]
[]
[]
[]
[]
[]
[]
[]
[]
[]
[]
[]
[]
[]
[]
[]
[]
[]
[]
[]
[]
[]
[]
[]
[]
[]
[]
[]
[]
[]
[]
[]
[]
[]
[]
[]
[]
[]
[]
[]
[]
[]
[]
[]
[]
[]
[]
[]
[]
[]
[]
[]
[]
[]
[]
[]
[]
[]
[]
[]
[]
[]
[]
[]
[]
[]
[]
[]
[]
[]
[]
[]
[]
[]
[]
[]
[]
[]
[]
[]
[]
[]
[]
[]
[]
[]
[]
[]
[]
[]
[]
[]
[]
[]
[]
[]
[]
[]
[]
[]
[]
[]
[]
[]
[]
[]
[]
[]
[]
[]
[]
[]
[]
[]
[]
[]
[]
[]
[]
[]
[]
[]
[]
[]
[]
[]
[]
[]
[]
[]
[]
[]
[]
[]
[]
[]
[]
[]
[]
[]
[]
[]
[]
[]
[]
[]
[]
[]
[]
[]
[]
[]
[]
[]
[]
[]
[]
[]
[]
[]
[]
[]
[]
[]
[]
[]
[]
[]
[]
[]
[]
[]
[]
[]
[]
[]
[]
[]
[]
[]
[]
[]
[]
[]
[]
[]
[]
[]
[]
[]
[]
[]
[]
[]
[]
[]
[]
[]
[]
[]
[]
[]
[]
[]
[]
[]
[]
[]
[]
[]
[]
[]
[]
[]
[]
[]
[]
[]
[]
[]
[]
[]
[]
[]
[]
[]
[]
[]
[]
[]
[]
[]
[]
[]
[]
[]
[]
[]
[]
[]
[]
[]
[]
[]
[]
[]
[]
[]
[]
[]
[]
[]
[]
[]
[]
[]
[]
[]
[]
[]
[]
[]
[]
[]
[]
[]
[]
[]
[]
[]
[]
[]
[]
[]
[]
[]
[]
[]
[]
[]
[]
[]
[]
[]
[]
[]
[]
[]
[]
[]
[]
[]
[]
[]
[]
[]
[]
[]
[]
[]
[]
[]
[]
[]
[]
[]
[]
[]
[]
[]
[]
[]
[]
[]
[]
[]
[]
[]
[]
[]
[]
[]
[]
[]
[]
[]
[]
[]
[]
[]
[]
[]
[]
[]
[]
[]
[]
[]
[]
[]
[]
[]
[]
[]
[]
[]
[]
[]
[]
[]
[]
[]
[]
[]
[]
[]
[]
[]
[]
[]
[]
[]
[]
[]
[]
[]
[]
[]
[]
[]
[]
[]
[]
[]
[]
[]
[]
[]
[]
[]
[]
[]
[]
[]
[]
[]
[]
[]
[]
[]
[]
[]
[]
[]
[]
[]
[]
[]
[]
[]
[]
[]
[]
[]
[]
[]
[]
[]
[]
[]
[]
[]
[]
[]
[]
[]
[]
[]
[]
[]
[]
[]
[]
[]
[]
[]
[]
[]
[]
[]
[]
[]
[]
[]
[]
[]
[]
[]
[]
[]
[]
[]
[]
[]
[]
[]
[]
[]
[]
[]
[]
[]
[]
[]
[]
[]
[]
[]
[]
[]
[]
[]
[]
[]
[]
[]
[]
[]
[]
[]
[]
[]
[]
[]
[]
[]
[]
[]
[]
[]
[]
[]
[]
[]
[]
[]
[]
[]
[]
[]
[]
[]
[]
[]
[]
[]
[]
[]
[]
[]
[]
[]
[]
[]
[]
[]
[]
[]
[]
[]
[]
[]
[]
[]
[]
[]
[]
[]
[]
[]
[]
[]
[]
[]
[]
[]
[]
[]
[]
[]
[]
[]
[]
[]
[]
[]
[]
[]
[]
[]
[]
[]
[]
[]
[]
[]
[]
[]
[]
[]
[]
[]
[]
[]
[]
[]
[]
[]
[]
[]
[]
[]
[]
[]
[]
[]
[]
[]
[]
[]
[]
[]
[]
[]
[]
[]
[]
[]
[]
[]
[]
[]
[]
[]
[]
[]
[]
[]
[]
[]
[]
[]
[]
[]
[]
[]
[]
[]
[]
[]
[]
[]
[]
[]
[]
[]
[]
[]
[]
[]
[]
[]
[]
[]
[]
[]
[]
[]
[]
[]
[]
[]
[]
[]
[]
[]
[]
[]
[]
[]
[]
[]
[]
[]
[]
[]
[]
[]
[]
[]
[]
[]
[]
[]
[]
[]
[]
[]
[]
[]
[]
[]
[]
[]
[]
[]
[]
[]
[]
[]
[]
[]
[]
[]
[]
[]
[]
[]
[]
[]
[]
[]
[]
[]
[]
[]
[]
[]
[]
[]
[]
[]
[]
[]
[]
[]
[]
[]
[]
[]
[]
[]
[]
[]
[]
[]
[]
[]
[]
[]
[]
[]
[]
[]
[]
[]
[]
[]
[]
[]
[]
[]
[]
[]
[]
[]
[]
[]
[]
[]
[]
[]
[]
[]
[]
[]
[]
[]
[]
[]
[]
[]
[]
[]
[]
[]
[]
[]
[]
[]
[]
[]
[]
[]
[]
[]
[]
[]
[]
[]
[]
[]
[]
[]
[]
[]
[]
[]
[]
[]
[]
[]
[]
[]
[]
[]
[]
[]
[]
[]
[]
[]
[]
[]
[]
[]
[]
[]
[]
[]
[]
[]
[]
[]
[]
[]
[]
[]
[]
[]
[]
[]
[]
[]
[]
[]
[]
[]
[]
[]
[]
[]
[]
[]
[]
[]
[]
[]
[]
[]
[]
[]
[]
[]
[]
[]
[]
[]
[]
[]
[]
[]
[]
[]
[]
[]
[]
[]
[]
[]
[]
[]
[]
[]
[]
[]
[]
[]
[]
[]
[]
[]
[]
[]
[]
[]
[]
[]
[]
[]
[]
[]
[]
[]
[]
[]
[]
[]
[]
[]
[]
[]
[]
[]
[]
[]
[]
[]
[]
[]
[]
[]
[]
[]
[]
[]
[]
[]
[]
[]
[]
[]
[]
[]
[]
[]
[]
[]
[]
[]
[]
[]
[]
[]
[]
[]
[]
[]
[]
[]
[]
[]
[]
[]
[]
[]
[]
[]
[]
[]
[]
[]
[]
[]
[]
[]
[]
[]
[]
[]
[]
[]
[]
[]
[]
[]
[]
[]
[]
[]
[]
[]
[]
[]
[]
[]
[]
[]
[]
[]
[]
[]
[]
[]
[]
[]
[]
[]
[]
[]
[]
[]
[]
[]
[]
[]
[]
[]
[]
[]
[]
[]
[]
[]
[]
[]
[]
[]
[]
[]
[]
[]
[]
[]
[]
[]
[]
[]
[]
[]
[]
[]
[]
[]
[]
[]
[]
[]
[]
[]
[]
[]
[]
[]
[]
[]
[]
[]
[]
[]
[]
[]
[]
[]
[]
[]
[]
[]
[]
[]
[]
[]
[]
[]
[]
[]
[]
[]
[]
[]
[]
[]
[]
[]
[]
[]
[]
[]
[]
[]
[]
[]
[]
[]
[]
[]
[]
[]
[]
[]
[]
[]
[]
[]
[]
[]
[]
[]
[]
[]
[]
[]
[]
[]
[]
[]
[]
[]
[]
[]
[]
[]
[]
[]
[]
[]
[]
[]
[]
[]
[]
[]
[]
[]
[]
[]
[]
[]
[]
[]
[]
[]
[]
[]
[]
[]
[]
[]
[]
[]
[]
[]
[]
[]
[]
[]
[]
[]
[]
[]
[]
[]
[]
[]
[]
[]
[]
[]
[]
[]
[]
[]
[]
[]
[]
[]
[]
[]
[]
[]
[]
[]
[]
[]
[]
[]
[]
[]
[]
[]
[]
[]
[]
[]
[]
[]
[]
[]
[]
[]
[]
[]
[]
[]
[]
[]
[]
[]
[]
[]
[]
[]
[]
[]
[]
[]
[]
[]
[]
[]
[]
[]
[]
[]
[]
[]
[]
[]
[]
[]
[]
[]
[]
[]
[]
[]
[]
[]
[]
[]
[]
[]
[]
[]
[]
[]
[]
[]
[]
[]
[]
[]
[]
[]
[]
[]
[]
[]
[]
[]
[]
[]
[]
[]
[]
[]
[]
[]
[]
[]
[]
[]
[]
[]
[]
[]
[]
[]
[]
[]
[]
[]
[]
[]
[]
[]
[]
[]
[]
[]
[]
[]
[]
[]
[]
[]
[]
[]
[]
[]
[]
[]
[]
[]
[]
[]
[]
[]
[]
[]
[]
[]
[]
[]
[]
[]
[]
[]
[]
[]
[]
[]
[]
[]
[]
[]
[]
[]
[]
[]
[]
[]
[]
[]
[]
[]
[]
[]
[]
[]
[]
[]
[]
[]
[]
[]
[]
[]
[]
[]
[]
[]
[]
[]
[]
[]
[]
[]
[]
[]
[]
[]
[]
[]
[]
[]
[]
[]
[]
[]
[]
[]
[]
[]
[]
[]
[]
[]
[]
[]
[]
[]
[]
[]
[]
[]
[]
[]
[]
[]
[]
[]
[]
[]
[]
[]
[]
[]
[]
[]
[]
[]
[]
[]
[]
[]
[]
[]
[]
[]
[]
[]
[]
[]
[]
[]
[]
[]
[]
[]
[]
[]
[]
[]
[]
[]
[]
[]
[]
[]
[]
[]
[]
[]
[]
[]
[]
[]
[]
[]
[]
[]
[]
[]
[]
[]
[]
[]
[]
[]
[]
[]
[]
[]
[]
[]
[]
[]
[]
[]
[]
[]
[]
[]
[]
[]
[]
[]
[]
[]
[]
[]
[]
[]
[]
[]
[]
[]
[]
[]
[]
[]
[]
[]
[]
[]
[]
[]
[]
[]
[]
[]
[]
[]
[]
[]
[]
[]
[]
[]
[]
[]
[]
[]
[]
[]
[]
[]
[]
[]
[]
[]
[]
[]
[]
[]
[]
[]
[]
[]
[]
[]
[]
[]
[]
[]
[]
[]
[]
[]
[]
[]
[]
[]
[]
[]
[]
[]
[]
[]
[]
[]
[]
[]
[]
[]
[]
[]
[]
[]
[]
[]
[]
[]
[]
[]
[]
[]
[]
[]
[]
[]
[]
[]
[]
[]
[]
[]
[]
[]
[]
[]
[]
[]
[]
[]
[]
[]
[]
[]
[]
[]
[]
[]
[]
[]
[]
[]
[]
[]
[]
[]
[]
[]
[]
[]
[]
[]
[]
[]
[]
[]
[]
[]
[]
[]
[]
[]
[]
[]
[]
[]
[]
[]
[]
[]
[]
[]
[]
[]
[]
[]
[]
[]
[]
[]
[]
[]
[]
[]
[]
[]
[]
[]
[]
[]
[]
[]
[]
[]
[]
[]
[]
[]
[]
[]
[]
[]
[]
[]
[]
[]
[]
[]
[]
[]
[]
[]
[]
[]
[]
[]
[]
[]
[]
[]
[]
[]
[]
[]
[]
[]
[]
[]
[]
[]
[]
[]
[]
[]
[]
[]
[]
[]
[]
[]
[]
[]
[]
[]
[]
[]
[]
[]
[]
[]
[]
[]
[]
[]
[]
[]
[]
[]
[]
[]
[]
[]
[]
[]
[]
[]
[]
[]
[]
[]
[]
[]
[]
[]
[]
[]
[]
[]
[]
[]
[]
[]
[]
[]
[]
[]
[]
[]
[]
[]
[]
[]
[]
[]
[]
[]
[]
[]
[]
[]
[]
[]
[]
[]
[]
[]
[]
[]
[]
[]
[]
[]
[]
[]
[]
[]
[]
[]
[]
[]
[]
[]
[]
[]
[]
[]
[]
[]
[]
[]
[]
[]
[]
[]
[]
[]
[]
[]
[]
[]
[]
[]
[]
[]
[]
[]
[]
[]
[]
[]
[]
[]
[]
[]
[]
[]
[]
[]
[]
[]
[]
[]
[]
[]
[]
[]
[]
[]
[]
[]
[]
[]
[]
[]
[]
[]
[]
[]
[]
[]
[]
[]
[]
[]
[]
[]
[]
[]
[]
[]
[]
[]
[]
[]
[]
[]
[]
[]
[]
[]
[]
[]
[]
[]
[]
[]
[]
[]
[]
[]
[]
[]
[]
[]
[]
[]
[]
[]
[]
[]
[]
[]
[]
[]
[]
[]
[]
[]
[]
[]
[]
[]
[]
[]
[]
[]
[]
[]
[]
[]
[]
[]
[]
[]
[]
[]
[]
[]
[]
[]
[]
[]
[]
[]
[]
[]
[]
[]
[]
[]
[]
[]
[]
[]
[]
[]
[]
[]
[]
[]
[]
[]
[]
[]
[]
[]
[]
[]
[]
[]
[]
[]
[]
[]
[]
[]
[]
[]
[]
[]
[]
[]
[]
[]
[]
[]
[]
[]
[]
[]
[]
[]
[]
[]
[]
[]
[]
[]
[]
[]
[]
[]
[]
[]
[]
[]
[]
[]
[]
[]
[]
[]
[]
[]
[]
[]
[]
[]
[]
[]
[]
[]
[]
[]
[]
[]
[]
[]
[]
[]
[]
[]
[]
[]
[]
[]
[]
[]
[]
[]
[]
[]
[]
[]
[]
[]
[]
[]
[]
[]
[]
[]
[]
[]
[]
[]
[]
[]
[]
[]
[]
[]
[]
[]
[]
[]
[]
[]
[]
[]
[]
[]
[]
[]
[]
[]
[]
[]
[]
[]
[]
[]
[]
[]
[]
[]
[]
[]
[]
[]
[]
[]
[]
[]
[]
[]
[]
[]
[]
[]
[]
[]
[]
[]
[]
[]
[]
[]
[]
[]
[]
[]
[]
[]
[]
[]
[]
[]
[]
[]
[]
[]
[]
[]
[]
[]
[]
[]
[]
[]
[]
[]
[]
[]
[]
[]
[]
[]
[]
[]
[]
[]
[]
[]
[]
[]
[]
[]
[]
[]
[]
[]
[]
[]
[]
[]
[]
[]
[]
[]
[]
[]
[]
[]
[]
[]
[]
[]
[]
[]
[]
[]
[]
[]
[]
[]
[]
[]
[]
[]
[]
[]
[]
[]
[]
[]
[]
[]
[]
[]
[]
[]
[]
[]
[]
[]
[]
[]
[]
[]
[]
[]
[]
[]
[]
[]
[]
[]
[]
[]
[]
[]
[]
[]
[]
[]
[]
[]
[]
[]
[]
[]
[]
[]
[]
[]
[]
[]
[]
[]
[]
[]
[]
[]
[]
[]
[]
[]
[]
[]
[]
[]
[]
[]
[]
[]
[]
[]
[]
[]
[]
[]
[]
[]
[]
[]
[]
[]
[]
[]
[]
[]
[]
[]
[]
[]
[]
[]
[]
[]
[]
[]
[]
[]
[]
[]
[]
[]
[]
[]
[]
[]
[]
[]
[]
[]
[]
[]
[]
[]
[]
[]
[]
[]
[]
[]
[]
[]
[]
[]
[]
[]
[]
[]
[]
[]
[]
[]
[]
[]
[]
[]
[]
[]
[]
[]
[]
[]
[]
[]
[]
[]
[]
[]
[]
[]
[]
[]
[]
[]
[]
[]
[]
[]
[]
[]
[]
[]
[]
[]
[]
[]
[]
[]
[]
[]
[]
[]
[]
[]
[]
[]
[]
[]
[]
[]
[]
[]
[]
[]
[]
[]
[]
[]
[]
[]
[]
[]
[]
[]
[]
[]
[]
[]
[]
[]
[]
[]
[]
[]
[]
[]
[]
[]
[]
[]
[]
[]
[]
[]
[]
[]
[]
[]
[]
[]
[]
[]
[]
[]
[]
[]
[]
[]
[]
[]
[]
[]
[]
[]
[]
[]
[]
[]
[]
[]
[]
[]
[]
[]
[]
[]
[]
[]
[]
[]
[]
[]
[]
[]
[]
[]
[]
[]
[]
[]
[]
[]
[]
[]
[]
[]
[]
[]
[]
[]
[]
[]
[]
[]
[]
[]
[]
[]
[]
[]
[]
[]
[]
[]
[]
[]
[]
[]
[]
[]
[]
[]
[]
[]
[]
[]
[]
[]
[]
[]
[]
[]
[]
[]
[]
[]
[]
[]
[]
[]
[]
[]
[]
[]
[]
[]
[]
[]
[]
[]
[]
[]
[]
[]
[]
[]
[]
[]
[]
[]
[]
[]
[]
[]
[]
[]
[]
[]
[]
[]
[]
[]
[]
[]
[]
[]
[]
[]
[]
[]
[]
[]
[]
[]
[]
[]
[]
[]
[]
[]
[]
[]
[]
[]
[]
[]
[]
[]
[]
[]
[]
[]
[]
[]
[]
[]
[]
[]
[]
[]
[]
[]
[]
[]
[]
[]
[]
[]
[]
[]
[]
[]
[]
[]
[]
[]
[]
[]
[]
[]
[]
[]
[]
[]
[]
[]
[]
[]
[]
[]
[]
[]
[]
[]
[]
[]
[]
[]
[]
[]
[]
[]
[]
[]
[]
[]
[]
[]
[]
[]
[]
[]
[]
[]
[]
[]
[]
[]
[]
[]
[]
[]
[]
[]
[]
[]
[]
[]
[]
[]
[]
[]
[]
[]
[]
[]
[]
[]
[]
[]
[]
[]
[]
[]
[]
[]
[]
[]
[]
[]
[]
[]
[]
[]
[]
[]
[]
[]
[]
[]
[]
[]
[]
[]
[]
[]
[]
[]
[]
[]
[]
[]
[]
[]
[]
[]
[]
[]
[]
[]
[]
[]
[]
[]
[]
[]
[]
[]
[]
[]
[]
[]
[]
[]
[]
[]
[]
[]
[]
[]
[]
[]
[]
[]
[]
[]
[]
[]
[]
[]
[]
[]
[]
[]
[]
[]
[]
[]
[]
[]
[]
[]
[]
[]
[]
[]
[]
[]
[]
[]
[]
[]
[]
[]
[]
[]
[]
[]
[]
[]
[]
[]
[]
[]
[]
[]
[]
[]
[]
[]
[]
[]
[]
[]
[]
[]
[]
[]
[]
[]
[]
[]
[]
[]
[]
[]
[]
[]
[]
[]
[]
[]
[]
[]
[]
[]
[]
[]
[]
[]
[]
[]
[]
[]
[]
[]
[]
[]
[]
[]
[]
[]
[]
[]
[]
[]
[]
[]
[]
[]
[]
[]
[]
[]
[]
[]
[]
[]
[]
[]
[]
[]
[]
[]
[]
[]
[]
[]
[]
[]
[]
[]
[]
[]
[]
[]
[]
[]
[]
[]
[]
[]
[]
[]
[]
[]
[]
[]
[]
[]
[]
[]
[]
[]
[]
[]
[]
[]
[]
[]
[]
[]
[]
[]
[]
[]
[]
[]
[]
[]
[]
[]
[]
[]
[]
[]
[]
[]
[]
[]
[]
[]
[]
[]
[]
[]
[]
[]
[]
[]
[]
[]
[]
[]
[]
[]
[]
[]
[]
[]
[]
[]
[]
[]
[]
[]
[]
[]
[]
[]
[]
[]
[]
[]
[]
[]
[]
[]
[]
[]
[]
[]
[]
[]
[]
[]
[]
[]
[]
[]
[]
[]
[]
[]
[]
[]
[]
[]
[]
[]
[]
[]
[]
[]
[]
[]
[]
[]
[]
[]
[]
[]
[]
[]
[]
[]
[]
[]
[]
[]
[]
[]
[]
[]
[]
[]
[]
[]
[]
[]
[]
[]
[]
[]
[]
[]
[]
[]
[]
[]
[]
[]
[]
[]
[]
[]
[]
[]
[]
[]
[]
[]
[]
[]
[]
[]
[]
[]
[]
[]
[]
[]
[]
[]
[]
[]
[]
[]
[]
[]
[]
[]
[]
[]
[]
[]
[]
[]
[]
[]
[]
[]
[]
[]
[]
[]
[]
[]
[]
[]
[]
[]
[]
[]
[]
[]
[]
[]
[]
[]
[]
[]
[]
[]
[]
[]
[]
[]
[]
[]
[]
[]
[]
[]
[]
[]
[]
[]
[]
[]
[]
[]
[]
[]
[]
[]
[]
[]
[]
[]
[]
[]
[]
[]
[]
[]
[]
[]
[]
[]
[]
[]
[]
[]
[]
[]
[]
[]
[]
[]
[]
[]
[]
[]
[]
[]
[]
[]
[]
[]
[]
[]
[]
[]
[]
[]
[]
[]
[]
[]
[]
[]
[]
[]
[]
[]
[]
[]
[]
[]
[]
[]
[]
[]
[]
[]
[]
[]
[]
[]
[]
[]
[]
[]
[]
[]
[]
[]
[]
[]
[]
[]
[]
[]
[]
[]
[]
[]
[]
[]
[]
[]
[]
[]
[]
[]
[]
[]
[]
[]
[]
[]
[]
[]
[]
[]
[]
[]
[]
[]
[]
[]
[]
[]
[]
[]
[]
[]
[]
[]
[]
[]
[]
[]
[]
[]
[]
[]
[]
[]
[]
[]
[]
[]
[]
[]
[]
[]
[]
[]
[]
[]
[]
[]
[]
[]
[]
[]
[]
[]
[]
[]
[]
[]
[]
[]
[]
[]
[]
[]
[]
[]
[]
[]
[]
[]
[]
[]
[]
[]
[]
[]
[]
[]
[]
[]
[]
[]
[]
[]
[]
[]
[]
[]
[]
[]
[]
[]
[]
[]
[]
[]
[]
[]
[]
[]
[]
[]
[]
[]
[]
[]
[]
[]
[]
[]
[]
[]
[]
[]
[]
[]
[]
[]
[]
[]
[]
[]
[]
[]
[]
[]
[]
[]
[]
[]
[]
[]
[]
[]
[]
[]
[]
[]
[]
[]
[]
[]
[]
[]
[]
[]
[]
[]
[]
[]
[]
[]
[]
[]
[]
[]
[]
[]
[]
[]
[]
[]
[]
[]
[]
[]
[]
[]
[]
[]
[]
[]
[]
[]
[]
[]
[]
[]
[]
[]
[]
[]
[]
[]
[]
[]
[]
[]
[]
[]
[]
[]
[]
[]
[]
[]
[]
[]
[]
[]
[]
[]
[]
[]
[]
[]
[]
[]
[]
[]
[]
[]
[]
[]
[]
[]
[]
[]
[]
[]
[]
[]
[]
[]
[]
[]
[]
[]
[]
[]
[]
[]
[]
[]
[]
[]
[]
[]
[]
[]
[]
[]
[]
[]
[]
[]
[]
[]
[]
[]
[]
[]
[]
[]
[]
[]
[]
[]
[]
[]
[]
[]
[]
[]
[]
[]
[]
[]
[]
[]
[]
[]
[]
[]
[]
[]
[]
[]
[]
[]
[]
[]
[]
[]
[]
[]
[]
[]
[]
[]
[]
[]
[]
[]
[]
[]
[]
[]
[]
[]
[]
[]
[]
[]
[]
[]
[]
[]
[]
[]
[]
[]
[]
[]
[]
[]
[]
[]
[]
[]
[]
[]
[]
[]
[]
[]
[]
[]
[]
[]
[]
[]
[]
[]
[]
[]
[]
[]
[]
[]
[]
[]
[]
[]
[]
[]
[]
[]
[]
[]
[]
[]
[]
[]
[]
[]
[]
[]
[]
[]
[]
[]
[]
[]
[]
[]
[]
[]
[]
[]
[]
[]
[]
[]
[]
[]
[]
[]
[]
[]
[]
[]
[]
[]
[]
[]
[]
[]
[]
[]
[]
[]
[]
[]
[]
[]
[]
[]
[]
[]
[]
[]
[]
[]
[]
[]
[]
[]
[]
[]
[]
[]
[]
[]
[]
[]
[]
[]
[]
[]
[]
[]
[]
[]
[]
[]
[]
[]
[]
[]
[]
[]
[]
[]
[]
[]
[]
[]
[]
[]
[]
[]
[]
[]
[]
[]
[]
[]
[]
[]
[]
[]
[]
[]
[]
[]
[]
[]
[]
[]
[]
[]
[]
[]
[]
[]
[]
[]
[]
[]
[]
[]
[]
[]
[]
[]
[]
[]
[]
[]
[]
[]
[]
[]
[]
[]
[]
[]
[]
[]
[]
[]
[]
[]
[]
[]
[]
[]
[]
[]
[]
[]
[]
[]
[]
[]
[]
[]
[]
[]
[]
[]
[]
[]
[]
[]
[]
[]
[]
[]
[]
[]
[]
[]
[]
[]
[]
[]
[]
[]
[]
[]
[]
[]
[]
[]
[]
[]
[]
[]
[]
[]
[]
[]
[]
[]
[]
[]
[]
[]
[]
[]
[]
[]
[]
[]
[]
[]
[]
[]
[]
[]
[]
[]
[]
[]
[]
[]
[]
[]
[]
[]
[]
[]
[]
[]
[]
[]
[]
[]
[]
[]
[]
[]
[]
[]
[]
[]
[]
[]
[]
[]
[]
[]
[]
[]
[]
[]
[]
[]
[]
[]
[]
[]
[]
[]
[]
[]
[]
[]
[]
[]
[]
[]
[]
[]
[]
[]
[]
[]
[]
[]
[]
[]
[]
[]
[]
[]
[]
[]
[]
[]
[]
[]
[]
[]
[]
[]
[]
[]
[]
[]
[]
[]
[]
[]
[]
[]
[]
[]
[]
[]
[]
[]
[]
[]
[]
[]
[]
[]
[]
[]
[]
[]
[]
[]
[]
[]
[]
[]
[]
[]
[]
[]
[]
[]
[]
[]
[]
[]
[]
[]
[]
[]
[]
[]
[]
[]
[]
[]
[]
[]
[]
[]
[]
[]
[]
[]
[]
[]
[]
[]
[]
[]
[]
[]
[]
[]
[]
[]
[]
[]
[]
[]
[]
[]
[]
[]
[]
[]
[]
[]
[]
[]
[]
[]
[]
[]
[]
[]
[]
[]
[]
[]
[]
[]
[]
[]
[]
[]
[]
[]
[]
[]
[]
[]
[]
[]
[]
[]
[]
[]
[]
[]
[]
[]
[]
[]
[]
[]
[]
[]
[]
[]
[]
[]
[]
[]
[]
[]
[]
[]
[]
[]
[]
[]
[]
[]
[]
[]
[]
[]
[]
[]
[]
[]
[]
[]
[]
[]
[]
[]
[]
[]
[]
[]
[]
[]
[]
[]
[]
[]
[]
[]
[]
[]
[]
[]
[]
[]
[]
[]
[]
[]
[]
[]
[]
[]
[]
[]
[]
[]
[]
[]
[]
[]
[]
[]
[]
[]
[]
[]
[]
[]
[]
[]
[]
[]
[]
[]
[]
[]
[]
[]
[]
[]
[]
[]
[]
[]
[]
[]
[]
[]
[]
[]
[]
[]
[]
[]
[]
[]
[]
[]
[]
[]
[]
[]
[]
[]
[]
[]
[]
[]
[]
[]
[]
[]
[]
[]
[]
[]
[]
[]
[]
[]
[]
[]
[]
[]
[]
[]
[]
[]
[]
[]
[]
[]
[]
[]
[]
[]
[]
[]
[]
[]
[]
[]
[]
[]
[]
[]
[]
[]
[]
[]
[]
[]
[]
[]
[]
[]
[]
[]
[]
[]
[]
[]
[]
[]
[]
[]
[]
[]
[]
[]
[]
[]
[]
[]
[]
[]
[]
[]
[]
[]
[]
[]
[]
[]
[]
[]
[]
[]
[]
[]
[]
[]
[]
[]
[]
[]
[]
[]
[]
[]
[]
[]
[]
[]
[]
[]
[]
[]
[]
[]
[]
[]
[]
[]
[]
[]
[]
[]
[]
[]
[]
[]
[]
[]
[]
[]
[]
[]
[]
[]
[]
[]
[]
[]
[]
[]
[]
[]
[]
[]
[]
[]
[]
[]
[]
[]
[]
[]
[]
[]
[]
[]
[]
[]
[]
[]
[]
[]
[]
[]
[]
[]
[]
[]
[]
[]
[]
[]
[]
[]
[]
[]
[]
[]
[]
[]
[]
[]
[]
[]
[]
[]
[]
[]
[]
[]
[]
[]
[]
[]
[]
[]
[]
[]
[]
[]
[]
[]
[]
[]
[]
[]
[]
[]
[]
[]
[]
[]
[]
[]
[]
[]
[]
[]
[]
[]
[]
[]
[]
[]
[]
[]
[]
[]
[]
[]
[]
[]
[]
[]
[]
[]
[]
[]
[]
[]
[]
[]
[]
[]
[]
[]
[]
[]
[]
[]
[]
[]
[]
[]
[]
[]
[]
[]
[]
[]
[]
[]
[]
[]
[]
[]
[]
[]
[]
[]
[]
[]
[]
[]
[]
[]
[]
[]
[]
[]
[]
[]
[]
[]
[]
[]
[]
[]
[]
[]
[]
[]
[]
[]
[]
[]
[]
[]
[]
[]
[]
[]
[]
[]
[]
[]
[]
[]
[]
[]
[]
[]
[]
[]
[]
[]
[]
[]
[]
[]
[]
[]
[]
[]
[]
[]
[]
[]
[]
[]
[]
[]
[]
[]
[]
[]
[]
[]
[]
[]
[]
[]
[]
[]
[]
[]
[]
[]
[]
[]
[]
[]
[]
[]
[]
[]
[]
[]
[]
[]
[]
[]
[]
[]
[]
[]
[]
[]
[]
[]
[]
[]
[]
[]
[]
[]
[]
[]
[]
[]
[]
[]
[]
[]
[]
[]
[]
[]
[]
[]
[]
[]
[]
[]
[]
[]
[]
[]
[]
[]
[]
[]
[]
[]
[]
[]
[]
[]
[]
[]
[]
[]
[]
[]
[]
[]
[]
[]
[]
[]
[]
[]
[]
[]
[]
[]
[]
[]
[]
[]
[]
[]
[]
[]
[]
[]
[]
[]
[]
[]
[]
[]
[]
[]
[]
[]
[]
[]
[]
[]
[]
[]
[]
[]
[]
[]
[]
[]
[]
[]
[]
[]
[]
[]
[]
[]
[]
[]
[]
[]
[]
[]
[]
[]
[]
[]
[]
[]
[]
[]
[]
[]
[]
[]
[]
[]
[]
[]
[]
[]
[]
[]
[]
[]
[]
[]
[]
[]
[]
[]
[]
[]
[]
[]
[]
[]
[]
[]
[]
[]
[]
[]
[]
[]
[]
[]
[]
[]
[]
[]
[]
[]
[]
[]
[]
[]
[]
[]
[]
[]
[]
[]
[]
[]
[]
[]
[]
[]
[]
[]
[]
[]
[]
[]
[]
[]
[]
[]
[]
[]
[]
[]
[]
[]
[]
[]
[]
[]
[]
[]
[]
[]
[]
[]
[]
[]
[]
[]
[]
[]
[]
[]
[]
[]
[]
[]
[]
[]
[]
[]
[]
[]
[]
[]
[]
[]
[]
[]
[]
[]
[]
[]
[]
[]
[]
[]
[]
[]
[]
[]
[]
[]
[]
[]
[]
[]
[]
[]
[]
[]
[]
[]
[]
[]
[]
[]
[]
[]
[]
[]
[]
[]
[]
[]
[]
[]
[]
[]
[]
[]
[]
[]
[]
[]
[]
[]
[]
[]
[]
[]
[]
[]
[]
[]
[]
[]
[]
[]
[]
[]
[]
[]
[]
[]
[]
[]
[]
[]
[]
[]
[]
[]
[]
[]
[]
[]
[]
[]
[]
[]
[]
[]
[]
[]
[]
[]
[]
[]
[]
[]
[]
[]
[]
[]
[]
[]
[]
[]
[]
[]
[]
[]
[]
[]
[]
[]
[]
[]
[]
[]
[]
[]
[]
[]
[]
[]
[]
[]
[]
[]
[]
[]
[]
[]
[]
[]
[]
[]
[]
[]
[]
[]
[]
[]
[]
[]
[]
[]
[]
[]
[]
[]
[]
[]
[]
[]
[]
[]
[]
[]
[]
[]
[]
[]
[]
[]
[]
[]
[]
[]
[]
[]
[]
[]
[]
[]
[]
[]
[]
[]
[]
[]
[]
[]
[]
[]
[]
[]
[]
[]
[]
[]
[]
[]
[]
[]
[]
[]
[]
[]
[]
[]
[]
[]
[]
[]
[]
[]
[]
[]
[]
[]
[]
[]
[]
[]
[]
[]
[]
[]
[]
[]
[]
[]
[]
[]
[]
[]
[]
[]
[]
[]
[]
[]
[]
[]
[]
[]
[]
[]
[]
[]
[]
[]
[]
[]
[]
[]
[]
[]
[]
[]
[]
[]
[]
[]
[]
[]
[]
[]
[]
[]
[]
[]
[]
[]
[]
[]
[]
[]
[]
[]
[]
[]
[]
[]
[]
[]
[]
[]
[]
[]
[]
[]
[]
[]
[]
[]
[]
[]
[]
[]
[]
[]
[]
[]
[]
[]
[]
[]
[]
[]
[]
[]
[]
[]
[]
[]
[]
[]
[]
[]
[]
[]
[]
[]
[]
[]
[]
[]
[]
[]
[]
[]
[]
[]
[]
[]
[]
[]
[]
[]
[]
[]
[]
[]
[]
[]
[]
[]
[]
[]
[]
[]
[]
[]
[]
[]
[]
[]
[]
[]
[]
[]
[]
[]
[]
[]
[]
[]
[]
[]
[]
[]
[]
[]
[]
[]
[]
[]
[]
[]
[]
[]
[]
[]
[]
[]
[]
[]
[]
[]
[]
[]
[]
[]
[]
[]
[]
[]
[]
[]
[]
[]
[]
[]
[]
[]
[]
[]
[]
[]
[]
[]
[]
[]
[]
[]
[]
[]
[]
[]
[]
[]
[]
[]
[]
[]
[]
[]
[]
[]
[]
[]
[]
[]
[]
[]
[]
[]
[]
[]
[]
[]
[]
[]
[]
[]
[]
[]
[]
[]
[]
[]
[]
[]
[]
[]
[]
[]
[]
[]
[]
[]
[]
[]
[]
[]
[]
[]
[]
[]
[]
[]
[]
[]
[]
[]
[]
[]
[]
[]
[]
[]
[]
[]
[]
[]
[]
[]
[]
[]
[]
[]
[]
[]
[]
[]
[]
[]
[]
[]
[]
[]
[]
[]
[]
[]
[]
[]
[]
[]
[]
[]
[]
[]
[]
[]
[]
[]
[]
[]
[]
[]
[]
[]
[]
[]
[]
[]
[]
[]
[]
[]
[]
[]
[]
[]
[]
[]
[]
[]
[]
[]
[]
[]
[]
[]
[]
[]
[]
[]
[]
[]
[]
[]
[]
[]
[]
[]
[]
[]
[]
[]
[]
[]
[]
[]
[]
[]
[]
[]
[]
[]
[]
[]
[]
[]
[]
[]
[]
[]
[]
[]
[]
[]
[]
[]
[]
[]
[]
[]
[]
[]
[]
[]
[]
[]
[]
[]
[]
[]
[]
[]
[]
[]
[]
[]
[]
[]
[]
[]
[]
[]
[]
[]
[]
[]
[]
[]
[]
[]
[]
[]
[]
[]
[]
[]
[]
[]
[]
[]
[]
[]
[]
[]
[]
[]
[]
[]
[]
[]
[]
[]
[]
[]
[]
[]
[]
[]
[]
[]
[]
[]
[]
[]
[]
[]
[]
[]
[]
[]
[]
[]
[]
[]
[]
[]
[]
[]
[]
[]
[]
[]
[]
[]
[]
[]
[]
[]
[]
[]
[]
[]
[]
[]
[]
[]
[]
[]
[]
[]
[]
[]
[]
[]
[]
[]
[]
[]
[]
[]
[]
[]
[]
[]
[]
[]
[]
[]
[]
[]
[]
[]
[]
[]
[]
[]
[]
[]
[]
[]
[]
[]
[]
[]
[]
[]
[]
[]
[]
[]
[]
[]
[]
[]
[]
[]
[]
[]
[]
[]
[]
[]
[]
[]
[]
[]
[]
[]
[]
[]
[]
[]
[]
[]
[]
[]
[]
[]
[]
[]
[]
[]
[]
[]
[]
[]
[]
[]
[]
[]
[]
[]
[]
[]
[]
[]
[]
[]
[]
[]
[]
[]
[]
[]
[]
[]
[]
[]
[]
[]
[]
[]
[]
[]
[]
[]
[]
[]
[]
[]
[]
[]
[]
[]
[]
[]
[]
[]
[]
[]
[]
[]
[]
[]
[]
[]
[]
[]
[]
[]
[]
[]
[]
[]
[]
[]
[]
[]
[]
[]
[]
[]
[]
[]
[]
[]
[]
[]
[]
[]
[]
[]
[]
[]
[]
[]
[]
[]
[]
[]
[]
[]
[]
[]
[]
[]
[]
[]
[]
[]
[]
[]
[]
[]
[]
[]
[]
[]
[]
[]
[]
[]
[]
[]
[]
[]
[]
[]
[]
[]
[]
[]
[]
[]
[]
[]
[]
[]
[]
[]
[]
[]
[]
[]
[]
[]
[]
[]
[]
[]
[]
[]
[]
[]
[]
[]
[]
[]
[]
[]
[]
[]
[]
[]
[]
[]
[]
[]
[]
[]
[]
[]
[]
[]
[]
[]
[]
[]
[]
[]
[]
[]
[]
[]
[]
[]
[]
[]
[]
[]
[]
[]
[]
[]
[]
[]
[]
[]
[]
[]
[]
[]
[]
[]
[]
[]
[]
[]
[]
[]
[]
[]
[]
[]
[]
[]
[]
[]
[]
[]
[]
[]
[]
[]
[]
[]
[]
[]
[]
[]
[]
[]
[]
[]
[]
[]
[]
[]
[]
[]
[]
[]
[]
[]
[]
[]
[]
[]
[]
[]
[]
[]
[]
[]
[]
[]
[]
[]
[]
[]
[]
[]
[]
[]
[]
[]
[]
[]
[]
[]
[]
[]
[]
[]
[]
[]
[]
[]
[]
[]
[]
[]
[]
[]
[]
[]
[]
[]
[]
[]
[]
[]
[]
[]
[]
[]
[]
[]
[]
[]
[]
[]
[]
[]
[]
[]
[]
[]
[]
[]
[]
[]
[]
[]
[]
[]
[]
[]
[]
[]
[]
[]
[]
[]
[]
[]
[]
[]
[]
[]
[]
[]
[]
[]
[]
[]
[]
[]
[]
[]
[]
[]
[]
[]
[]
[]
[]
[]
[]
[]
[]
[]
[]
[]
[]
[]
[]
[]
[]
[]
[]
[]
[]
[]
[]
[]
[]
[]
[]
[]
[]
[]
[]
[]
[]
[]
[]
[]
[]
[]
[]
[]
[]
[]
[]
[]
[]
[]
[]
[]
[]
[]
[]
[]
[]
[]
[]
[]
[]
[]
[]
[]
[]
[]
[]
[]
[]
[]
[]
[]
[]
[]
[]
[]
[]
[]
[]
[]
[]
[]
[]
[]
[]
[]
[]
[]
[]
[]
[]
[]
[]
[]
[]
[]
[]
[]
[]
[]
[]
[]
[]
[]
[]
[]
[]
[]
[]
[]
[]
[]
[]
[]
[]
[]
[]
[]
[]
[]
[]
[]
[]
[]
[]
[]
[]
[]
[]
[]
[]
[]
[]
[]
[]
[]
[]
[]
[]
[]
[]
[]
[]
[]
[]
[]
[]
[]
[]
[]
[]
[]
[]
[]
[]
[]
[]
[]
[]
[]
[]
[]
[]
[]
[]
[]
[]
[]
[]
[]
[]
[]
[]
[]
[]
[]
[]
[]
[]
[]
[]
[]
[]
[]
[]
[]
[]
[]
[]
[]
[]
[]
[]
[]
[]
[]
[]
[]
[]
[]
[]
[]
[]
[]
[]
[]
[]
[]
[]
[]
[]
[]
[]
[]
[]
[]
[]
[]
[]
[]
[]
[]
[]
[]
[]
[]
[]
[]
[]
[]
[]
[]
[]
[]
[]
[]
[]
[]
[]
[]
[]
[]
[]
[]
[]
[]
[]
[]
[]
[]
[]
[]
[]
[]
[]
[]
[]
[]
[]
[]
[]
[]
[]
[]
[]
[]
[]
[]
[]
[]
[]
[]
[]
[]
[]
[]
[]
[]
[]
[]
[]
[]
[]
[]
[]
[]
[]
[]
[]
[]
[]
[]
[]
[]
[]
[]
[]
[]
[]
[]
[]
[]
[]
[]
[]
[]
[]
[]
[]
[]
[]
[]
[]
[]
[]
[]
[]
[]
[]
[]
[]
[]
[]
[]
[]
[]
[]
[]
[]
[]
[]
[]
[]
[]
[]
[]
[]
[]
[]
[]
[]
[]
[]
[]
[]
[]
[]
[]
[]
[]
[]
[]
[]
[]
[]
[]
[]
[]
[]
[]
[]
[]
[]
[]
[]
[]
[]
[]
[]
[]
[]
[]
[]
[]
[]
[]
[]
[]
[]
[]
[]
[]
[]
[]
[]
[]
[]
[]
[]
[]
[]
[]
[]
[]
[]
[]
[]
[]
[]
[]
[]
[]
[]
[]
[]
[]
[]
[]
[]
[]
[]
[]
[]
[]
[]
[]
[]
[]
[]
[]
[]
[]
[]
[]
[]
[]
[]
[]
[]
[]
[]
[]
[]
[]
[]
[]
[]
[]
[]
[]
[]
[]
[]
[]
[]
[]
[]
[]
[]
[]
[]
[]
[]
[]
[]
[]
[]
[]
[]
[]
[]
[]
[]
[]
[]
[]
[]
[]
[]
[]
[]
[]
[]
[]
[]
[]
[]
[]
[]
[]
[]
[]
[]
[]
[]
[]
[]
[]
[]
[]
[]
[]
[]
[]
[]
[]
[]
[]
[]
[]
[]
[]
[]
[]
[]
[]
[]
[]
[]
[]
[]
[]
[]
[]
[]
[]
[]
[]
[]
[]
[]
[]
[]
[]
[]
[]
[]
[]
[]
[]
[]
[]
[]
[]
[]
[]
[]
[]
[]
[]
[]
[]
[]
[]
[]
[]
[]
[]
[]
[]
[]
[]
[]
[]
[]
[]
[]
[]
[]
[]
[]
[]
[]
[]
[]
[]
[]
[]
[]
[]
[]
[]
[]
[]
[]
[]
[]
[]
[]
[]
[]
[]
[]
[]
[]
[]
[]
[]
[]
[]
[]
[]
[]
[]
[]
[]
[]
[]
[]
[]
[]
[]
[]
[]
[]
[]
[]
[]
[]
[]
[]
[]
[]
[]
[]
[]
[]
[]
[]
[]
[]
[]
[]
[]
[]
[]
[]
[]
[]
[]
[]
[]
[]
[]
[]
[]
[]
[]
[]
[]
[]
[]
[]
[]
[]
[]
[]
[]
[]
[]
[]
[]
[]
[]
[]
[]
[]
[]
[]
[]
[]
[]
[]
[]
[]
[]
[]
[]
[]
[]
[]
[]
[]
[]
[]
[]
[]
[]
[]
[]
[]
[]
[]
[]
[]
[]
[]
[]
[]
[]
[]
[]
[]
[]
[]
[]
[]
[]
[]
[]
[]
[]
[]
[]
[]
[]
[]
[]
[]
[]
[]
[]
[]
[]
[]
[]
[]
[]
[]
[]
[]
[]
[]
[]
[]
[]
[]
[]
[]
[]
[]
[]
[]
[]
[]
[]
[]
[]
[]
[]
[]
[]
[]
[]
[]
[]
[]
[]
[]
[]
[]
[]
[]
[]
[]
[]
[]
[]
[]
[]
[]
[]
[]
[]
[]
[]
[]
[]
[]
[]
[]
[]
[]
[]
[]
[]
[]
[]
[]
[]
[]
[]
[]
[]
[]
[]
[]
[]
[]
[]
[]
[]
[]
[]
[]
[]
[]
[]
[]
[]
[]
[]
[]
[]
[]
[]
[]
[]
[]
[]
[]
[]
[]
[]
[]
[]
[]
[]
[]
[]
[]
[]
[]
[]
[]
[]
[]
[]
[]
[]
[]
[]
[]
[]
[]
[]
[]
[]
[]
[]
[]
[]
[]
[]
[]
[]
[]
[]
[]
[]
[]
[]
[]
[]
[]
[]
[]
[]
[]
[]
[]
[]
[]
[]
[]
[]
[]
[]
[]
[]
[]
[]
[]
[]
[]
[]
[]
[]
[]
[]
[]
[]
[]
[]
[]
[]
[]
[]
[]
[]
[]
[]
[]
[]
[]
[]
[]
[]
[]
[]
[]
[]
[]
[]
[]
[]
[]
[]
[]
[]
[]
[]
[]
[]
[]
[]
[]
[]
[]
[]
[]
[]
[]
[]
[]
[]
[]
[]
[]
[]
[]
[]
[]
[]
[]
[]
[]
[]
[]
[]
[]
[]
[]
[]
[]
[]
[]
[]
[]
[]
[]
[]
[]
[]
[]
[]
[]
[]
[]
[]
[]
[]
[]
[]
[]
[]
[]
[]
[]
[]
[]
[]
[]
[]
[]
[]
[]
[]
[]
[]
[]
[]
[]
[]
[]
[]
[]
[]
[]
[]
[]
[]
[]
[]
[]
[]
[]
[]
[]
[]
[]
[]
[]
[]
[]
[]
[]
[]
[]
[]
[]
[]
[]
[]
[]
[]
[]
[]
[]
[]
[]
[]
[]
[]
[]
[]
[]
[]
[]
[]
[]
[]
[]
[]
[]
[]
[]
[]
[]
[]
[]
[]
[]
[]
[]
[]
[]
[]
[]
[]
[]
[]
[]
[]
[]
[]
[]
[]
[]
[]
[]
[]
[]
[]
[]
[]
[]
[]
[]
[]
[]
[]
[]
[]
[]
[]
[]
[]
[]
[]
[]
[]
[]
[]
[]
[]
[]
[]
[]
[]
[]
[]
[]
[]
[]
[]
[]
[]
[]
[]
[]
[]
[]
[]
[]
[]
[]
[]
[]
[]
[]
[]
[]
[]
[]
[]
[]
[]
[]
[]
[]
[]
[]
[]
[]
[]
[]
[]
[]
[]
[]
[]
[]
[]
[]
[]
[]
[]
[]
[]
[]
[]
[]
[]
[]
[]
[]
[]
[]
[]
[]
[]
[]
[]
[]
[]
[]
[]
[]
[]
[]
[]
[]
[]
[]
[]
[]
[]
[]
[]
[]
[]
[]
[]
[]
[]
[]
[]
[]
[]
[]
[]
[]
[]
[]
[]
[]
[]
[]
[]
[]
[]
[]
[]
[]
[]
[]
[]
[]
[]
[]
[]
[]
[]
[]
[]
[]
[]
[]
[]
[]
[]
[]
[]
[]
[]
[]
[]
[]
[]
[]
[]
[]
[]
[]
[]
[]
[]
[]
[]
[]
[]
[]
[]
[]
[]
[]
[]
[]
[]
[]
[]
[]
[]
[]
[]
[]
[]
[]
[]
[]
[]
[]
[]
[]
[]
[]
[]
[]
[]
[]
[]
[]
[]
[]
[]
[]
[]
[]
[]
[]
[]
[]
[]
[]
[]
[]
[]
[]
[]
[]
[]
[]
[]
[]
[]
[]
[]
[]
[]
[]
[]
[]
[]
[]
[]
[]
[]
[]
[]
[]
[]
[]
[]
[]
[]
[]
[]
[]
[]
[]
[]
[]
[]
[]
[]
[]
[]
[]
[]
[]
[]
[]
[]
[]
[]
[]
[]
[]
[]
[]
[]
[]
[]
[]
[]
[]
[]
[]
[]
[]
[]
[]
[]
[]
[]
[]
[]
[]
[]
[]
[]
[]
[]
[]
[]
[]
[]
[]
[]
[]
[]
[]
[]
[]
[]
[]
[]
[]
[]
[]
[]
[]
[]
[]
[]
[]
[]
[]
[]
[]
[]
[]
[]
[]
[]
[]
[]
[]
[]
[]
[]
[]
[]
[]
[]
[]
[]
[]
[]
[]
[]
[]
[]
[]
[]
[]
[]
[]
[]
[]
[]
[]
[]
[]
[]
[]
[]
[]
[]
[]
[]
[]
[]
[]
[]
[]
[]
[]
[]
[]
[]
[]
[]
[]
[]
[]
[]
[]
[]
[]
[]
[]
[]
[]
[]
[]
[]
[]
[]
[]
[]
[]
[]
[]
[]
[]
[]
[]
[]
[]
[]
[]
[]
[]
[]
[]
[]
[]
[]
[]
[]
[]
[]
[]
[]
[]
[]
[]
[]
[]
[]
[]
[]
[]
[]
[]
[]
[]
[]
[]
[]
[]
[]
[]
[]
[]
[]
[]
[]
[]
[]
[]
[]
[]
[]
[]
[]
[]
[]
[]
[]
[]
[]
[]
[]
[]
[]
[]
[]
[]
[]
[]
[]
[]
[]
[]
[]
[]
[]
[]
[]
[]
[]
[]
[]
[]
[]
[]
[]
[]
[]
[]
[]
[]
[]
[]
[]
[]
[]
[]
[]
[]
[]
[]
[]
[]
[]
[]
[]
[]
[]
[]
[]
[]
[]
[]
[]
[]
[]
[]
[]
[]
[]
[]
[]
[]
[]
[]
[]
[]
[]
[]
[]
[]
[]
[]
[]
[]
[]
[]
[]
[]
[]
[]
[]
[]
[]
[]
[]
[]
[]
[]
[]
[]
[]
[]
[]
[]
[]
[]
[]
[]
[]
[]
[]
[]
[]
[]
[]
[]
[]
[]
[]
[]
[]
[]
[]
[]
[]
[]
[]
[]
[]
[]
[]
[]
[]
[]
[]
[]
[]
[]
[]
[]
[]
[]
[]
[]
[]
[]
[]
[]
[]
[]
[]
[]
[]
[]
[]
[]
[]
[]
[]
[]
[]
[]
[]
[]
[]
[]
[]
[]
[]
[]
[]
[]
[]
[]
[]
[]
[]
[]
[]
[]
[]
[]
[]
[]
[]
[]
[]
[]
[]
[]
[]
[]
[]
[]
[]
[]
[]
[]
[]
[]
[]
[]
[]
[]
[]
[]
[]
[]
[]
[]
[]
[]
[]
[]
[]
[]
[]
[]
[]
[]
[]
[]
[]
[]
[]
[]
[]
[]
[]
[]
[]
[]
[]
[]
[]
[]
[]
[]
[]
[]
[]
[]
[]
[]
[]
[]
[]
[]
[]
[]
[]
[]
[]
[]
[]
[]
[]
[]
[]
[]
[]
[]
[]
[]
[]
[]
[]
[]
[]
[]
[]
[]
[]
[]
[]
[]
[]
[]
[]
[]
[]
[]
[]
[]
[]
[]
[]
[]
[]
[]
[]
[]
[]
[]
[]
[]
[]
[]
[]
[]
[]
[]
[]
[]
[]
[]
[]
[]
[]
[]
[]
[]
[]
[]
[]
[]
[]
[]
[]
[]
[]
[]
[]
[]
[]
[]
[]
[]
[]
[]
[]
[]
[]
[]
[]
[]
[]
[]
[]
[]
[]
[]
[]
[]
[]
[]
[]
[]
[]
[]
[]
[]
[]
[]
[]
[]
[]
[]
[]
[]
[]
[]
[]
[]
[]
[]
[]
[]
[]
[]
[]
[]
[]
[]
[]
[]
[]
[]
[]
[]
[]
[]
[]
[]
[]
[]
[]
[]
[]
[]
[]
[]
[]
[]
[]
[]
[]
[]
[]
[]
[]
[]
[]
[]
[]
[]
[]
[]
[]
[]
[]
[]
[]
[]
[]
[]
[]
[]
[]
[]
[]
[]
[]
[]
[]
[]
[]
[]
[]
[]
[]
[]
[]
[]
[]
[]
[]
[]
[]
[]
[]
[]
[]
[]
[]
[]
[]
[]
[]
[]
[]
[]
[]
[]
[]
[]
[]
[]
[]
[]
[]
[]
[]
[]
[]
[]
[]
[]
[]
[]
[]
[]
[]
[]
[]
[]
[]
[]
[]
[]
[]
[]
[]
[]
[]
[]
[]
[]
[]
[]
[]
[]
[]
[]
[]
[]
[]
[]
[]
[]
[]
[]
[]
[]
[]
[]
[]
[]
[]
[]
[]
[]
[]
[]
[]
[]
[]
[]
[]
[]
[]
[]
[]
[]
[]
[]
[]
[]
[]
[]
[]
[]
[]
[]
[]
[]
[]
[]
[]
[]
[]
[]
[]
[]
[]
[]
[]
[]
[]
[]
[]
[]
[]
[]
[]
[]
[]
[]
[]
[]
[]
[]
[]
[]
[]
[]
[]
[]
[]
[]
[]
[]
[]
[]
[]
[]
[]
[]
[]
[]
[]
[]
[]
[]
[]
[]
[]
[]
[]
[]
[]
[]
[]
[]
[]
[]
[]
[]
[]
[]
[]
[]
[]
[]
[]
[]
[]
[]
[]
[]
[]
[]
[]
[]
[]
[]
[]
[]
[]
[]
[]
[]
[]
[]
[]
[]
[]
[]
[]
[]
[]
[]
[]
[]
[]
[]
[]
[]
[]
[]
[]
[]
[]
[]
[]
[]
[]
[]
[]
[]
[]
[]
[]
[]
[]
[]
[]
[]
[]
[]
[]
[]
[]
[]
[]
[]
[]
[]
[]
[]
[]
[]
[]
[]
[]
[]
[]
[]
[]
[]
[]
[]
[]
[]
[]
[]
[]
[]
[]
[]
[]
[]
[]
[]
[]
[]
[]
[]
[]
[]
[]
[]
[]
[]
[]
[]
[]
[]
[]
[]
[]
[]
[]
[]
[]
[]
[]
[]
[]
[]
[]
[]
[]
[]
[]
[]
[]
[]
[]
[]
[]
[]
[]
[]
[]
[]
[]
[]
[]
[]
[]
[]
[]
[]
[]
[]
[]
[]
[]
[]
[]
[]
[]
[]
[]
[]
[]
[]
[]
[]
[]
[]
[]
[]
[]
[]
[]
[]
[]
[]
[]
[]
[]
[]
[]
[]
[]
[]
[]
[]
[]
[]
[]
[]
[]
[]
[]
[]
[]
[]
[]
[]
[]
[]
[]
[]
[]
[]
[]
[]
[]
[]
[]
[]
[]
[]
[]
[]
[]
[]
[]
[]
[]
[]
[]
[]
[]
[]
[]
[]
[]
[]
[]
[]
[]
[]
[]
[]
[]
[]
[]
[]
[]
[]
[]
[]
[]
[]
[]
[]
[]
[]
[]
[]
[]
[]
[]
[]
[]
[]
[]
[]
[]
[]
[]
[]
[]
[]
[]
[]
[]
[]
[]
[]
[]
[]
[]
[]
[]
[]
[]
[]
[]
[]
[]
[]
[]
[]
[]
[]
[]
[]
[]
[]
[]
[]
[]
[]
[]
[]
[]
[]
[]
[]
[]
[]
[]
[]
[]
[]
[]
[]
[]
[]
[]
[]
[]
[]
[]
[]
[]
[]
[]
[]
[]
[]
[]
[]
[]
[]
[]
[]
[]
[]
[]
[]
[]
[]
[]
[]
[]
[]
[]
[]
[]
[]
[]
[]
[]
[]
[]
[]
[]
[]
[]
[]
[]
[]
[]
[]
[]
[]
[]
[]
[]
[]
[]
[]
[]
[]
[]
[]
[]
[]
[]
[]
[]
[]
[]
[]
[]
[]
[]
[]
[]
[]
[]
[]
[]
[]
[]
[]
[]
[]
[]
[]
[]
[]
[]
[]
[]
[]
[]
[]
[]
[]
[]
[]
[]
[]
[]
[]
[]
[]
[]
[]
[]
[]
[]
[]
[]
[]
[]
[]
[]
[]
[]
[]
[]
[]
[]
[]
[]
[]
[]
[]
[]
[]
[]
[]
[]
[]
[]
[]
[]
[]
[]
[]
[]
[]
[]
[]
[]
[]
[]
[]
[]
[]
[]
[]
[]
[]
[]
[]
[]
[]
[]
[]
[]
[]
[]
[]
[]
[]
[]
[]
[]
[]
[]
[]
[]
[]
[]
[]
[]
[]
[]
[]
[]
[]
[]
[]
[]
[]
[]
[]
[]
[]
[]
[]
[]
[]
[]
[]
[]
[]
[]
[]
[]
[]
[]
[]
[]
[]
[]
[]
[]
[]
[]
[]
[]
[]
[]
[]
[]
[]
[]
[]
[]
[]
[]
[]
[]
[]
[]
[]
[]
[]
[]
[]
[]
[]
[]
[]
[]
[]
[]
[]
[]
[]
[]
[]
[]
[]
[]
[]
[]
[]
[]
[]
[]
[]
[]
[]
[]
[]
[]
[]
[]
[]
[]
[]
[]
[]
[]
[]
[]
[]
[]
[]
[]
[]
[]
[]
[]
[]
[]
[]
[]
[]
[]
[]
[]
[]
[]
[]
[]
[]
[]
[]
[]
[]
[]
[]
[]
[]
[]
[]
[]
[]
[]
[]
[]
[]
[]
[]
[]
[]
[]
[]
[]
[]
[]
[]
[]
[]
[]
[]
[]
[]
[]
[]
[]
[]
[]
[]
[]
[]
[]
[]
[]
[]
[]
[]
[]
[]
[]
[]
[]
[]
[]
[]
[]
[]
[]
[]
[]
[]
[]
[]
[]
[]
[]
[]
[]
[]
[]
[]
[]
[]
[]
[]
[]
[]
[]
[]
[]
[]
[]
[]
[]
[]
[]
[]
[]
[]
[]
[]
[]
[]
[]
[]
[]
[]
[]
[]
[]
[]
[]
[]
[]
[]
[]
[]
[]
[]
[]
[]
[]
[]
[]
[]
[]
[]
[]
[]
[]
[]
[]
[]
[]
[]
[]
[]
[]
[]
[]
[]
[]
[]
[]
[]
[]
[]
[]
[]
[]
[]
[]
[]
[]
[]
[]
[]
[]
[]
[]
[]
[]
[]
[]
[]
[]
[]
[]
[]
[]
[]
[]
[]
[]
[]
[]
[]
[]
[]
[]
[]
[]
[]
[]
[]
[]
[]
[]
[]
[]
[]
[]
[]
[]
[]
[]
[]
[]
[]
[]
[]
[]
[]
[]
[]
[]
[]
[]
[]
[]
[]
[]
[]
[]
[]
[]
[]
[]
[]
[]
[]
[]
[]
[]
[]
[]
[]
[]
[]
[]
[]
[]
[]
[]
[]
[]
[]
[]
[]
[]
[]
[]
[]
[]
[]
[]
[]
[]
[]
[]
[]
[]
[]
[]
[]
[]
[]
[]
[]
[]
[]
[]
[]
[]
[]
[]
[]
[]
[]
[]
[]
[]
[]
[]
[]
[]
[]
[]
[]
[]
[]
[]
[]
[]
[]
[]
[]
[]
[]
[]
[]
[]
[]
[]
[]
[]
[]
[]
[]
[]
[]
[]
[]
[]
[]
[]
[]
[]
[]
[]
[]
[]
[]
[]
[]
[]
[]
[]
[]
[]
[]
[]
[]
[]
[]
[]
[]
[]
[]
[]
[]
[]
[]
[]
[]
[]
[]
[]
[]
[]
[]
[]
[]
[]
[]
[]
[]
[]
[]
[]
[]
[]
[]
[]
[]
[]
[]
[]
[]
[]
[]
[]
[]
[]
[]
[]
[]
[]
[]
[]
[]
[]
[]
[]
[]
[]
[]
[]
[]
[]
[]
[]
[]
[]
[]
[]
[]
[]
[]
[]
[]
[]
[]
[]
[]
[]
[]
[]
[]
[]
[]
[]
[]
[]
[]
[]
[]
[]
[]
[]
[]
[]
[]
[]
[]
[]
[]
[]
[]
[]
[]
[]
[]
[]
[]
[]
[]
[]
[]
[]
[]
[]
[]
[]
[]
[]
[]
[]
[]
[]
[]
[]
[]
[]
[]
[]
[]
[]
[]
[]
[]
[]
[]
[]
[]
[]
[]
[]
[]
[]
[]
[]
[]
[]
[]
[]
[]
[]
[]
[]
[]
[]
[]
[]
[]
[]
[]
[]
[]
[]
[]
[]
[]
[]
[]
[]
[]
[]
[]
[]
[]
[]
[]
[]
[]
[]
[]
[]
[]
[]
[]
[]
[]
[]
[]
[]
[]
[]
[]
[]
[]
[]
[]
[]
[]
[]
[]
[]
[]
[]
[]
[]
[]
[]
[]
[]
[]
[]
[]
[]
[]
[]
[]
[]
[]
[]
[]
[]
[]
[]
[]
[]
[]
[]
[]
[]
[]
[]
[]
[]
[]
[]
[]
[]
[]
[]
[]
[]
[]
[]
[]
[]
[]
[]
[]
[]
[]
[]
[]
[]
[]
[]
[]
[]
[]
[]
[]
[]
[]
[]
[]
[]
[]
[]
[]
[]
[]
[]
[]
[]
[]
[]
[]
[]
[]
[]
[]
[]
[]
[]
[]
[]
[]
[]
[]
[]
[]
[]
[]
[]
[]
[]
[]
[]
[]
[]
[]
[]
[]
[]
[]
[]
[]
[]
[]
[]
[]
[]
[]
[]
[]
[]
[]
[]
[]
[]
[]
[]
[]
[]
[]
[]
[]
[]
[]
[]
[]
[]
[]
[]
[]
[]
[]
[]
[]
[]
[]
[]
[]
[]
[]
[]
[]
[]
[]
[]
[]
[]
[]
[]
[]
[]
[]
[]
[]
[]
[]
[]
[]
[]
[]
[]
[]
[]
[]
[]
[]
[]
[]
[]
[]
[]
[]
[]
[]
[]
[]
[]
[]
[]
[]
[]
[]
[]
[]
[]
[]
[]
[]
[]
[]
[]
[]
[]
[]
[]
[]
[]
[]
[]
[]
[]
[]
[]
[]
[]
[]
[]
[]
[]
[]
[]
[]
[]
[]
[]
[]
[]
[]
[]
[]
[]
[]
[]
[]
[]
[]
[]
[]
[]
[]
[]
[]
[]
[]
[]
[]
[]
[]
[]
[]
[]
[]
[]
[]
[]
[]
[]
[]
[]
[]
[]
[]
[]
[]
[]
[]
[]
[]
[]
[]
[]
[]
[]
[]
[]
[]
[]
[]
[]
[]
[]
[]
[]
[]
[]
[]
[]
[]
[]
[]
[]
[]
[]
[]
[]
[]
[]
[]
[]
[]
[]
[]
[]
[]
[]
[]
[]
[]
[]
[]
[]
[]
[]
[]
[]
[]
[]
[]
[]
[]
[]
[]
[]
[]
[]
[]
[]
[]
[]
[]
[]
[]
[]
[]
[]
[]
[]
[]
[]
[]
[]
[]
[]
[]
[]
[]
[]
[]
[]
[]
[]
[]
[]
[]
[]
[]
[]
[]
[]
[]
[]
[]
[]
[]
[]
[]
[]
[]
[]
[]
[]
[]
[]
[]
[]
[]
[]
[]
[]
[]
[]
[]
[]
[]
[]
[]
[]
[]
[]
[]
[]
[]
[]
[]
[]
[]
[]
[]
[]
[]
[]
[]
[]
[]
[]
[]
[]
[]
[]
[]
[]
[]
[]
[]
[]
[]
[]
[]
[]
[]
[]
[]
[]
[]
[]
[]
[]
[]
[]
[]
[]
[]
[]
[]
[]
[]
[]
[]
[]
[]
[]
[]
[]
[]
[]
[]
[]
[]
[]
[]
[]
[]
[]
[]
[]
[]
[]
[]
[]
[]
[]
[]
[]
[]
[]
[]
[]
[]
[]
[]
[]
[]
[]
[]
[]
[]
[]
[]
[]
[]
[]
[]
[]
[]
[]
[]
[]
[]
[]
[]
[]
[]
[]
[]
[]
[]
[]
[]
[]
[]
[]
[]
[]
[]
[]
[]
[]
[]
[]
[]
[]
[]
[]
[]
[]
[]
[]
[]
[]
[]
[]
[]
[]
[]
[]
[]
[]
[]
[]
[]
[]
[]
[]
[]
[]
[]
[]
[]
[]
[]
[]
[]
[]
[]
[]
[]
[]
[]
[]
[]
[]
[]
[]
[]
[]
[]
[]
[]
[]
[]
[]
[]
[]
[]
[]
[]
[]
[]
[]
[]
[]
[]
[]
[]
[]
[]
[]
[]
[]
[]
[]
[]
[]
[]
[]
[]
[]
[]
[]
[]
[]
[]
[]
[]
[]
[]
[]
[]
[]
[]
[]
[]
[]
[]
[]
[]
[]
[]
[]
[]
[]
[]
[]
[]
[]
[]
[]
[]
[]
[]
[]
[]
[]
[]
[]
[]
[]
[]
[]
[]
[]
[]
[]
[]
[]
[]
[]
[]
[]
[]
[]
[]
[]
[]
[]
[]
[]
[]
[]
[]
[]
[]
[]
[]
[]
[]
[]
[]
[]
[]
[]
[]
[]
[]
[]
[]
[]
[]
[]
[]
[]
[]
[]
[]
[]
[]
[]
[]
[]
[]
[]
[]
[]
[]
[]
[]
[]
[]
[]
[]
[]
[]
[]
[]
[]
[]
[]
[]
[]
[]
[]
[]
[]
[]
[]
[]
[]
[]
[]
[]
[]
[]
[]
[]
[]
[]
[]
[]
[]
[]
[]
[]
[]
[]
[]
[]
[]
[]
[]
[]
[]
[]
[]
[]
[]
[]
[]
[]
[]
[]
[]
[]
[]
[]
[]
[]
[]
[]
[]
[]
[]
[]
[]
[]
[]
[]
[]
[]
[]
[]
[]
[]
[]
[]
[]
[]
[]
[]
[]
[]
[]
[]
[]
[]
[]
[]
[]
[]
[]
[]
[]
[]
[]
[]
[]
[]
[]
[]
[]
[]
[]
[]
[]
[]
[]
[]
[]
[]
[]
[]
[]
[]
[]
[]
[]
[]
[]
[]
[]
[]
[]
[]
[]
[]
[]
[]
[]
[]
[]
[]
[]
[]
[]
[]
[]
[]
[]
[]
[]
[]
[]
[]
[]
[]
[]
[]
[]
[]
[]
[]
[]
[]
[]
[]
[]
[]
[]
[]
[]
[]
[]
[]
[]
[]
[]
[]
[]
[]
[]
[]
[]
[]
[]
[]
[]
[]
[]
[]
[]
[]
[]
[]
[]
[]
[]
[]
[]
[]
[]
[]
[]
[]
[]
[]
[]
[]
[]
[]
[]
[]
[]
[]
[]
[]
[]
[]
[]
[]
[]
[]
[]
[]
[]
[]
[]
[]
[]
[]
[]
[]
[]
[]
[]
[]
[]
[]
[]
[]
[]
[]
[]
[]
[]
[]
[]
[]
[]
[]
[]
[]
[]
[]
[]
[]
[]
[]
[]
[]
[]
[]
[]
[]
[]
[]
[]
[]
[]
[]
[]
[]
[]
[]
[]
[]
[]
[]
[]
[]
[]
[]
[]
[]
[]
[]
[]
[]
[]
[]
[]
[]
[]
[]
[]
[]
[]
[]
[]
[]
[]
[]
[]
[]
[]
[]
[]
[]
[]
[]
[]
[]
[]
[]
[]
[]
[]
[]
[]
[]
[]
[]
[]
[]
[]
[]
[]
[]
[]
[]
[]
[]
[]
[]
[]
[]
[]
[]
[]
[]
[]
[]
[]
[]
[]
[]
[]
[]
[]
[]
[]
[]
[]
[]
[]
[]
[]
[]
[]
[]
[]
[]
[]
[]
[]
[]
[]
[]
[]
[]
[]
[]
[]
[]
[]
[]
[]
[]
[]
[]
[]
[]
[]
[]
[]
[]
[]
[]
[]
[]
[]
[]
[]
[]
[]
[]
[]
[]
[]
[]
[]
[]
[]
[]
[]
[]
[]
[]
[]
[]
[]
[]
[]
[]
[]
[]
[]
[]
[]
[]
[]
[]
[]
[]
[]
[]
[]
[]
[]
[]
[]
[]
[]
[]
[]
[]
[]
[]
[]
[]
[]
[]
[]
[]
[]
[]
[]
[]
[]
[]
[]
[]
[]
[]
[]
[]
[]
[]
[]
[]
[]
[]
[]
[]
[]
[]
[]
[]
[]
[]
[]
[]
[]
[]
[]
[]
[]
[]
[]
[]
[]
[]
[]
[]
[]
[]
[]
[]
[]
[]
[]
[]
[]
[]
[]
[]
[]
[]
[]
[]
[]
[]
[]
[]
[]
[]
[]
[]
[]
[]
[]
[]
[]
[]
[]
[]
[]
[]
[]
[]
[]
[]
[]
[]
[]
[]
[]
[]
[]
[]
[]
[]
[]
[]
[]
[]
[]
[]
[]
[]
[]
[]
[]
[]
[]
[]
[]
[]
[]
[]
[]
[]
[]
[]
[]
[]
[]
[]
[]
[]
[]
[]
[]
[]
[]
[]
[]
[]
[]
[]
[]
[]
[]
[]
[]
[]
[]
[]
[]
[]
[]
[]
[]
[]
[]
[]
[]
[]
[]
[]
[]
[]
[]
[]
[]
[]
[]
[]
[]
[]
[]
[]
[]
[]
[]
[]
[]
[]
[]
[]
[]
[]
[]
[]
[]
[]
[]
[]
[]
[]
[]
[]
[]
[]
[]
[]
[]
[]
[]
[]
[]
[]
[]
[]
[]
[]
[]
[]
[]
[]
[]
[]
[]
[]
[]
[]
[]
[]
[]
[]
[]
[]
[]
[]
[]
[]
[]
[]
[]
[]
[]
[]
[]
[]
[]
[]
[]
[]
[]
[]
[]
[]
[]
[]
[]
[]
[]
[]
[]
[]
[]
[]
[]
[]
[]
[]
[]
[]
[]
[]
[]
[]
[]
[]
[]
[]
[]
[]
[]
[]
[]
[]
[]
[]
[]
[]
[]
[]
[]
[]
[]
[]
[]
[]
[]
[]
[]
[]
[]
[]
[]
[]
[]
[]
[]
[]
[]
[]
[]
[]
[]
[]
[]
[]
[]
[]
[]
[]
[]
[]
[]
[]
[]
[]
[]
[]
[]
[]
[]
[]
[]
[]
[]
[]
[]
[]
[]
[]
[]
[]
[]
[]
[]
[]
[]
[]
[]
[]
[]
[]
[]
[]
[]
[]
[]
[]
[]
[]
[]
[]
[]
[]
[]
[]
[]
[]
[]
[]
[]
[]
[]
[]
[]
[]
[]
[]
[]
[]
[]
[]
[]
[]
[]
[]
[]
[]
[]
[]
[]
[]
[]
[]
[]
[]
[]
[]
[]
[]
[]
[]
[]
[]
[]
[]
[]
[]
[]
[]
[]
[]
[]
[]
[]
[]
[]
[]
[]
[]
[]
[]
[]
[]
[]
[]
[]
[]
[]
[]
[]
[]
[]
[]
[]
[]
[]
[]
[]
[]
[]
[]
[]
[]
[]
[]
[]
[]
[]
[]
[]
[]
[]
[]
[]
[]
[]
[]
[]
[]
[]
[]
[]
[]
[]
[]
[]
[]
[]
[]
[]
[]
[]
[]
[]
[]
[]
[]
[]
[]
[]
[]
[]
[]
[]
[]
[]
[]
[]
[]
[]
[]
[]
[]
[]
[]
[]
[]
[]
[]
[]
[]
[]
[]
[]
[]
[]
[]
[]
[]
[]
[]
[]
[]
[]
[]
[]
[]
[]
[]
[]
[]
[]
[]
[]
[]
[]
[]
[]
[]
[]
[]
[]
[]
[]
[]
[]
[]
[]
[]
[]
[]
[]
[]
[]
[]
[]
[]
[]
[]
[]
[]
[]
[]
[]
[]
[]
[]
[]
[]
[]
[]
[]
[]
[]
[]
[]
[]
[]
[]
[]
[]
[]
[]
[]
[]
[]
[]
[]
[]
[]
[]
[]
[]
[]
[]
[]
[]
[]
[]
[]
[]
[]
[]
[]
[]
[]
[]
[]
[]
[]
[]
[]
[]
[]
[]
[]
[]
[]
[]
[]
[]
[]
[]
[]
[]
[]
[]
[]
[]
[]
[]
[]
[]
[]
[]
[]
[]
[]
[]
[]
[]
[]
[]
[]
[]
[]
[]
[]
[]
[]
[]
[]
[]
[]
[]
[]
[]
[]
[]
[]
[]
[]
[]
[]
[]
[]
[]
[]
[]
[]
[]
[]
[]
[]
[]
[]
[]
[]
[]
[]
[]
[]
[]
[]
[]
[]
[]
[]
[]
[]
[]
[]
[]
[]
[]
[]
[]
[]
[]
[]
[]
[]
[]
[]
[]
[]
[]
[]
[]
[]
[]
[]
[]
[]
[]
[]
[]
[]
[]
[]
[]
[]
[]
[]
[]
[]
[]
[]
[]
[]
[]
[]
[]
[]
[]
[]
[]
[]
[]
[]
[]
[]
[]
[]
[]
[]
[]
[]
[]
[]
[]
[]
[]
[]
[]
[]
[]
[]
[]
[]
[]
[]
[]
[]
[]
[]
[]
[]
[]
[]
[]
[]
[]
[]
[]
[]
[]
[]
[]
[]
[]
[]
[]
[]
[]
[]
[]
[]
[]
[]
[]
[]
[]
[]
[]
[]
[]
[]
[]
[]
[]
[]
[]
[]
[]
[]
[]
[]
[]
[]
[]
[]
[]
[]
[]
[]
[]
[]
[]
[]
[]
[]
[]
[]
[]
[]
[]
[]
[]
[]
[]
[]
[]
[]
[]
[]
[]
[]
[]
[]
[]
[]
[]
[]
[]
[]
[]
[]
[]
[]
[]
[]
[]
[]
[]
[]
[]
[]
[]
[]
[]
[]
[]
[]
[]
[]
[]
[]
[]
[]
[]
[]
[]
[]
[]
[]
[]
[]
[]
[]
[]
[]
[]
[]
[]
[]
[]
[]
[]
[]
[]
[]
[]
[]
[]
[]
[]
[]
[]
[]
[]
[]
[]
[]
[]
[]
[]
[]
[]
[]
[]
[]
[]
[]
[]
[]
[]
[]
[]
[]
[]
[]
[]
[]
[]
[]
[]
[]
[]
[]
[]
[]
[]
[]
[]
[]
[]
[]
[]
[]
[]
[]
[]
[]
[]
[]
[]
[]
[]
[]
[]
[]
[]
[]
[]
[]
[]
[]
[]
[]
[]
[]
[]
[]
[]
[]
[]
[]
[]
[]
[]
[]
[]
[]
[]
[]
[]
[]
[]
[]
[]
[]
[]
[]
[]
[]
[]
[]
[]
[]
[]
[]
[]
[]
[]
[]
[]
[]
[]
[]
[]
[]
[]
[]
[]
[]
[]
[]
[]
[]
[]
[]
[]
[]
[]
[]
[]
[]
[]
[]
[]
[]
[]
[]
[]
[]
[]
[]
[]
[]
[]
[]
[]
[]
[]
[]
[]
[]
[]
[]
[]
[]
[]
[]
[]
[]
[]
[]
[]
[]
[]
[]
[]
[]
[]
[]
[]
[]
[]
[]
[]
[]
[]
[]
[]
[]
[]
[]
[]
[]
[]
[]
[]
[]
[]
[]
[]
[]
[]
[]
[]
[]
[]
[]
[]
[]
[]
[]
[]
[]
[]
[]
[]
[]
[]
[]
[]
[]
[]
[]
[]
[]
[]
[]
[]
[]
[]
[]
[]
[]
[]
[]
[]
[]
[]
[]
[]
[]
[]
[]
[]
[]
[]
[]
[]
[]
[]
[]
[]
[]
[]
[]
[]
[]
[]
[]
[]
[]
[]
[]
[]
[]
[]
[]
[]
[]
[]
[]
[]
[]
[]
[]
[]
[]
[]
[]
[]
[]
[]
[]
[]
[]
[]
[]
[]
[]
[]
[]
[]
[]
[]
[]
[]
[]
[]
[]
[]
[]
[]
[]
[]
[]
[]
[]
[]
[]
[]
[]
[]
[]
[]
[]
[]
[]
[]
[]
[]
[]
[]
[]
[]
[]
[]
[]
[]
[]
[]
[]
[]
[]
[]
[]
[]
[]
[]
[]
[]
[]
[]
[]
[]
[]
[]
[]
[]
[]
[]
[]
[]
[]
[]
[]
[]
[]
[]
[]
[]
[]
[]
[]
[]
[]
[]
[]
[]
[]
[]
[]
[]
[]
[]
[]
[]
[]
[]
[]
[]
[]
[]
[]
[]
[]
[]
[]
[]
[]
[]
[]
[]
[]
[]
[]
[]
[]
[]
[]
[]
[]
[]
[]
[]
[]
[]
[]
[]
[]
[]
[]
[]
[]
[]
[]
[]
[]
[]
[]
[]
[]
[]
[]
[]
[]
[]
[]
[]
[]
[]
[]
[]
[]
[]
[]
[]
[]
[]
[]
[]
[]
[]
[]
[]
[]
[]
[]
[]
[]
[]
[]
[]
[]
[]
[]
[]
[]
[]
[]
[]
[]
[]
[]
[]
[]
[]
[]
[]
[]
[]
[]
[]
[]
[]
[]
[]
[]
[]
[]
[]
[]
[]
[]
[]
[]
[]
[]
[]
[]
[]
[]
[]
[]
[]
[]
[]
[]
[]
[]
[]
[]
[]
[]
[]
[]
[]
[]
[]
[]
[]
[]
[]
[]
[]
[]
[]
[]
[]
[]
[]
[]
[]
[]
[]
[]
[]
[]
[]
[]
[]
[]
[]
[]
[]
[]
[]
[]
[]
[]
[]
[]
[]
[]
[]
[]
[]
[]
[]
[]
[]
[]
[]
[]
[]
[]
[]
[]
[]
[]
[]
[]
[]
[]
[]
[]
[]
[]
[]
[]
[]
[]
[]
[]
[]
[]
[]
[]
[]
[]
[]
[]
[]
[]
[]
[]
[]
[]
[]
[]
[]
[]
[]
[]
[]
[]
[]
[]
[]
[]
[]
[]
[]
[]
[]
[]
[]
[]
[]
[]
[]
[]
[]
[]
[]
[]
[]
[]
[]
[]
[]
[]
[]
[]
[]
[]
[]
[]
[]
[]
[]
[]
[]
[]
[]
[]
[]
[]
[]
[]
[]
[]
[]
[]
[]
[]
[]
[]
[]
[]
[]
[]
[]
[]
[]
[]
[]
[]
[]
[]
[]
[]
[]
[]
[]
[]
[]
[]
[]
[]
[]
[]
[]
[]
[]
[]
[]
[]
[]
[]
[]
[]
[]
[]
[]
[]
[]
[]
[]
[]
[]
[]
[]
[]
[]
[]
[]
[]
[]
[]
[]
[]
[]
[]
[]
[]
[]
[]
[]
[]
[]
[]
[]
[]
[]
[]
[]
[]
[]
[]
[]
[]
[]
[]
[]
[]
[]
[]
[]
[]
[]
[]
[]
[]
[]
[]
[]
[]
[]
[]
[]
[]
[]
[]
[]
[]
[]
[]
[]
[]
[]
[]
[]
[]
[]
[]
[]
[]
[]
[]
[]
[]
[]
[]
[]
[]
[]
[]
[]
[]
[]
[]
[]
[]
[]
[]
[]
[]
[]
[]
[]
[]
[]
[]
[]
[]
[]
[]
[]
[]
[]
[]
[]
[]
[]
[]
[]
[]
[]
[]
[]
[]
[]
[]
[]
[]
[]
[]
[]
[]
[]
[]
[]
[]
[]
[]
[]
[]
[]
[]
[]
[]
[]
[]
[]
[]
[]
[]
[]
[]
[]
[]
[]
[]
[]
[]
[]
[]
[]
[]
[]
[]
[]
[]
[]
[]
[]
[]
[]
[]
[]
[]
[]
[]
[]
[]
[]
[]
[]
[]
[]
[]
[]
[]
[]
[]
[]
[]
[]
[]
[]
[]
[]
[]
[]
[]
[]
[]
[]
[]
[]
[]
[]
[]
[]
[]
[]
[]
[]
[]
[]
[]
[]
[]
[]
[]
[]
[]
[]
[]
[]
[]
[]
[]
[]
[]
[]
[]
[]
[]
[]
[]
[]
[]
[]
[]
[]
[]
[]
[]
[]
[]
[]
[]
[]
[]
[]
[]
[]
[]
[]
[]
[]
[]
[]
[]
[]
[]
[]
[]
[]
[]
[]
[]
[]
[]
[]
[]
[]
[]
[]
[]
[]
[]
[]
[]
[]
[]
[]
[]
[]
[]
[]
[]
[]
[]
[]
[]
[]
[]
[]
[]
[]
[]
[]
[]
[]
[]
[]
[]
[]
[]
[]
[]
[]
[]
[]
[]
[]
[]
[]
[]
[]
[]
[]
[]
[]
[]
[]
[]
[]
[]
[]
[]
[]
[]
[]
[]
[]
[]
[]
[]
[]
[]
[]
[]
[]
[]
[]
[]
[]
[]
[]
[]
[]
[]
[]
[]
[]
[]
[]
[]
[]
[]
[]
[]
[]
[]
[]
[]
[]
[]
[]
[]
[]
[]
[]
[]
[]
[]
[]
[]
[]
[]
[]
[]
[]
[]
[]
[]
[]
[]
[]
[]
[]
[]
[]
[]
[]
[]
[]
[]
[]
[]
[]
[]
[]
[]
[]
[]
[]
[]
[]
[]
[]
[]
[]
[]
[]
[]
[]
[]
[]
[]
[]
[]
[]
[]
[]
[]
[]
[]
[]
[]
[]
[]
[]
[]
[]
[]
[]
[]
[]
[]
[]
[]
[]
[]
[]
[]
[]
[]
[]
[]
[]
[]
[]
[]
[]
[]
[]
[]
[]
[]
[]
[]
[]
[]
[]
[]
[]
[]
[]
[]
[]
[]
[]
[]
[]
[]
[]
[]
[]
[]
[]
[]
[]
[]
[]
[]
[]
[]
[]
[]
[]
[]
[]
[]
[]
[]
[]
[]
[]
[]
[]
[]
[]
[]
[]
[]
[]
[]
[]
[]
[]
[]
[]
[]
[]
[]
[]
[]
[]
[]
[]
[]
[]
[]
[]
[]
[]
[]
[]
[]
[]
[]
[]
[]
[]
[]
[]
[]
[]
[]
[]
[]
[]
[]
[]
[]
[]
[]
[]
[]
[]
[]
[]
[]
[]
[]
[]
[]
[]
[]
[]
[]
[]
[]
[]
[]
[]
[]
[]
[]
[]
[]
[]
[]
[]
[]
[]
[]
[]
[]
[]
[]
[]
[]
[]
[]
[]
[]
[]
[]
[]
[]
[]
[]
[]
[]
[]
[]
[]
[]
[]
[]
[]
[]
[]
[]
[]
[]
[]
[]
[]
[]
[]
[]
[]
[]
[]
[]
[]
[]
[]
[]
[]
[]
[]
[]
[]
[]
[]
[]
[]
[]
[]
[]
[]
[]
[]
[]
[]
[]
[]
[]
[]
[]
[]
[]
[]
[]
[]
[]
[]
[]
[]
[]
[]
[]
[]
[]
[]
[]
[]
[]
[]
[]
[]
[]
[]
[]
[]
[]
[]
[]
[]
[]
[]
[]
[]
[]
[]
[]
[]
[]
[]
[]
[]
[]
[]
[]
[]
[]
[]
[]
[]
[]
[]
[]
[]
[]
[]
[]
[]
[]
[]
[]
[]
[]
[]
[]
[]
[]
[]
[]
[]
[]
[]
[]
[]
[]
[]
[]
[]
[]
[]
[]
[]
[]
[]
[]
[]
[]
[]
[]
[]
[]
[]
[]
[]
[]
[]
[]
[]
[]
[]
[]
[]
[]
[]
[]
[]
[]
[]
[]
[]
[]
[]
[]
[]
[]
[]
[]
[]
[]
[]
[]
[]
[]
[]
[]
[]
[]
[]
[]
[]
[]
[]
[]
[]
[]
[]
[]
[]
[]
[]
[]
[]
[]
[]
[]
[]
[]
[]
[]
[]
[]
[]
[]
[]
[]
[]
[]
[]
[]
[]
[]
[]
[]
[]
[]
[]
[]
[]
[]
[]
[]
[]
[]
[]
[]
[]
[]
[]
[]
[]
[]
[]
[]
[]
[]
[]
[]
[]
[]
[]
[]
[]
[]
[]
[]
[]
[]
[]
[]
[]
[]
[]
[]
[]
[]
[]
[]
[]
[]
[]
[]
[]
[]
[]
[]
[]
[]
[]
[]
[]
[]
[]
[]
[]
[]
[]
[]
[]
[]
[]
[]
[]
[]
[]
[]
[]
[]
[]
[]
[]
[]
[]
[]
[]
[]
[]
[]
[]
[]
[]
[]
[]
[]
[]
[]
[]
[]
[]
[]
[]
[]
[]
[]
[]
[]
[]
[]
[]
[]
[]
[]
[]
[]
[]
[]
[]
[]
[]
[]
[]
[]
[]
[]
[]
[]
[]
[]
[]
[]
[]
[]
[]
[]
[]
[]
[]
[]
[]
[]
[]
[]
[]
[]
[]
[]
[]
[]
[]
[]
[]
[]
[]
[]
[]
[]
[]
[]
[]
[]
[]
[]
[]
[]
[]
[]
[]
[]
[]
[]
[]
[]
[]
[]
[]
[]
[]
[]
[]
[]
[]
[]
[]
[]
[]
[]
[]
[]
[]
[]
[]
[]
[]
[]
[]
[]
[]
[]
[]
[]
[]
[]
[]
[]
[]
[]
[]
[]
[]
[]
[]
[]
[]
[]
[]
[]
[]
[]
[]
[]
[]
[]
[]
[]
[]
[]
[]
[]
[]
[]
[]
[]
[]
[]
[]
[]
[]
[]
[]
[]
[]
[]
[]
[]
[]
[]
[]
[]
[]
[]
[]
[]
[]
[]
[]
[]
[]
[]
[]
[]
[]
[]
[]
[]
[]
[]
[]
[]
[]
[]
[]
[]
[]
[]
[]
[]
[]
[]
[]
[]
[]
[]
[]
[]
[]
[]
[]
[]
[]
[]
[]
[]
[]
[]
[]
[]
[]
[]
[]
[]
[]
[]
[]
[]
[]
[]
[]
[]
[]
[]
[]
[]
[]
[]
[]
[]
[]
[]
[]
[]
[]
[]
[]
[]
[]
[]
[]
[]
[]
[]
[]
[]
[]
[]
[]
[]
[]
[]
[]
[]
[]
[]
[]
[]
[]
[]
[]
[]
[]
[]
[]
[]
[]
[]
[]
[]
[]
[]
[]
[]
[]
[]
[]
[]
[]
[]
[]
[]
[]
[]
[]
[]
[]
[]
[]
[]
[]
[]
[]
[]
[]
[]
[]
[]
[]
[]
[]
[]
[]
[]
[]
[]
[]
[]
[]
[]
[]
[]
[]
[]
[]
[]
[]
[]
[]
[]
[]
[]
[]
[]
[]
[]
[]
[]
[]
[]
[]
[]
[]
[]
[]
[]
[]
[]
[]
[]
[]
[]
[]
[]
[]
[]
[]
[]
[]
[]
[]
[]
[]
[]
[]
[]
[]
[]
[]
[]
[]
[]
[]
[]
[]
[]
[]
[]
[]
[]
[]
[]
[]
[]
[]
[]
[]
[]
[]
[]
[]
[]
[]
[]
[]
[]
[]
[]
[]
[]
[]
[]
[]
[]
[]
[]
[]
[]
[]
[]
[]
[]
[]
[]
[]
[]
[]
[]
[]
[]
[]
[]
[]
[]
[]
[]
[]
[]
[]
[]
[]
[]
[]
[]
[]
[]
[]
[]
[]
[]
[]
[]
[]
[]
[]
[]
[]
[]
[]
[]
[]
[]
[]
[]
[]
[]
[]
[]
[]
[]
[]
[]
[]
[]
[]
[]
[]
[]
[]
[]
[]
[]
[]
[]
[]
[]
[]
[]
[]
[]
[]
[]
[]
[]
[]
[]
[]
[]
[]
[]
[]
[]
[]
[]
[]
[]
[]
[]
[]
[]
[]
[]
[]
[]
[]
[]
[]
[]
[]
[]
[]
[]
[]
[]
[]
[]
[]
[]
[]
[]
[]
[]
[]
[]
[]
[]
[]
[]
[]
[]
[]
[]
[]
[]
[]
[]
[]
[]
[]
[]
[]
[]
[]
[]
[]
[]
[]
[]
[]
[]
[]
[]
[]
[]
[]
[]
[]
[]
[]
[]
[]
[]
[]
[]
[]
[]
[]
[]
[]
[]
[]
[]
[]
[]
[]
[]
[]
[]
[]
[]
[]
[]
[]
[]
[]
[]
[]
[]
[]
[]
[]
[]
[]
[]
[]
[]
[]
[]
[]
[]
[]
[]
[]
[]
[]
[]
[]
[]
[]
[]
[]
[]
[]
[]
[]
[]
[]
[]
[]
[]
[]
[]
[]
[]
[]
[]
[]
[]
[]
[]
[]
[]
[]
[]
[]
[]
[]
[]
[]
[]
[]
[]
[]
[]
[]
[]
[]
[]
[]
[]
[]
[]
[]
[]
[]
[]
[]
[]
[]
[]
[]
[]
[]
[]
[]
[]
[]
[]
[]
[]
[]
[]
[]
[]
[]
[]
[]
[]
[]
[]
[]
[]
[]
[]
[]
[]
[]
[]
[]
[]
[]
[]
[]
[]
[]
[]
[]
[]
[]
[]
[]
[]
[]
[]
[]
[]
[]
[]
[]
[]
[]
[]
[]
[]
[]
[]
[]
[]
[]
[]
[]
[]
[]
[]
[]
[]
[]
[]
[]
[]
[]
[]
[]
[]
[]
[]
[]
[]
[]
[]
[]
[]
[]
[]
[]
[]
[]
[]
[]
[]
[]
[]
[]
[]
[]
[]
[]
[]
[]
[]
[]
[]
[]
[]
[]
[]
[]
[]
[]
[]
[]
[]
[]
[]
[]
[]
[]
[]
[]
[]
[]
[]
[]
[]
[]
[]
[]
[]
[]
[]
[]
[]
[]
[]
[]
[]
[]
[]
[]
[]
[]
[]
[]
[]
[]
[]
[]
[]
[]
[]
[]
[]
[]
[]
[]
[]
[]
[]
[]
[]
[]
[]
[]
[]
[]
[]
[]
[]
[]
[]
[]
[]
[]
[]
[]
[]
[]
[]
[]
[]
[]
[]
[]
[]
[]
[]
[]
[]
[]
[]
[]
[]
[]
[]
[]
[]
[]
[]
[]
[]
[]
[]
[]
[]
[]
[]
[]
[]
[]
[]
[]
[]
[]
[]
[]
[]
[]
[]
[]
[]
[]
[]
[]
[]
[]
[]
[]
[]
[]
[]
[]
[]
[]
[]
[]
[]
[]
[]
[]
[]
[]
[]
[]
[]
[]
[]
[]
[]
[]
[]
[]
[]
[]
[]
[]
[]
[]
[]
[]
[]
[]
[]
[]
[]
[]
[]
[]
[]
[]
[]
[]
[]
[]
[]
[]
[]
[]
[]
[]
[]
[]
[]
[]
[]
[]
[]
[]
[]
[]
[]
[]
[]
[]
[]
[]
[]
[]
[]
[]
[]
[]
[]
[]
[]
[]
[]
[]
[]
[]
[]
[]
[]
[]
[]
[]
[]
[]
[]
[]
[]
[]
[]
[]
[]
[]
[]
[]
[]
[]
[]
[]
[]
[]
[]
[]
[]
[]
[]
[]
[]
[]
[]
[]
[]
[]
[]
[]
[]
[]
[]
[]
[]
[]
[]
[]
[]
[]
[]
[]
[]
[]
[]
[]
[]
[]
[]
[]
[]
[]
[]
[]
[]
[]
[]
[]
[]
[]
[]
[]
[]
[]
[]
[]
[]
[]
[]
[]
[]
[]
[]
[]
[]
[]
[]
[]
[]
[]
[]
[]
[]
[]
[]
[]
[]
[]
[]
[]
[]
[]
[]
[]
[]
[]
[]
[]
[]
[]
[]
[]
[]
[]
[]
[]
[]
[]
[]
[]
[]
[]
[]
[]
[]
[]
[]
[]
[]
[]
[]
[]
[]
[]
[]
[]
[]
[]
[]
[]
[]
[]
[]
[]
[]
[]
[]
[]
[]
[]
[]
[]
[]
[]
[]
[]
[]
[]
[]
[]
[]
[]
[]
[]
[]
[]
[]
[]
[]
[]
[]
[]
[]
[]
[]
[]
[]
[]
[]
[]
[]
[]
[]
[]
[]
[]
[]
[]
[]
[]
[]
[]
[]
[]
[]
[]
[]
[]
[]
[]
[]
[]
[]
[]
[]
[]
[]
[]
[]
[]
[]
[]
[]
[]
[]
[]
[]
[]
[]
[]
[]
[]
[]
[]
[]
[]
[]
[]
[]
[]
[]
[]
[]
[]
[]
[]
[]
[]
[]
[]
[]
[]
[]
[]
[]
[]
[]
[]
[]
[]
[]
[]
[]
[]
[]
[]
[]
[]
[]
[]
[]
[]
[]
[]
[]
[]
[]
[]
[]
[]
[]
[]
[]
[]
[]
[]
[]
[]
[]
[]
[]
[]
[]
[]
[]
[]
[]
[]
[]
[]
[]
[]
[]
[]
[]
[]
[]
[]
[]
[]
[]
[]
[]
[]
[]
[]
[]
[]
[]
[]
[]
[]
[]
[]
[]
[]
[]
[]
[]
[]
[]
[]
[]
[]
[]
[]
[]
[]
[]
[]
[]
[]
[]
[]
[]
[]
[]
[]
[]
[]
[]
[]
[]
[]
[]
[]
[]
[]
[]
[]
[]
[]
[]
[]
[]
[]
[]
[]
[]
[]
[]
[]
[]
[]
[]
[]
[]
[]
[]
[]
[]
[]
[]
[]
[]
[]
[]
[]
[]
[]
[]
[]
[]
[]
[]
[]
[]
[]
[]
[]
[]
[]
[]
[]
[]
[]
[]
[]
[]
[]
[]
[]
[]
[]
[]
[]
[]
[]
[]
[]
[]
[]
[]
[]
[]
[]
[]
[]
[]
[]
[]
[]
[]
[]
[]
[]
[]
[]
[]
[]
[]
[]
[]
[]
[]
[]
[]
[]
[]
[]
[]
[]
[]
[]
[]
[]
[]
[]
[]
[]
[]
[]
[]
[]
[]
[]
[]
[]
[]
[]
[]
[]
[]
[]
[]
[]
[]
[]
[]
[]
[]
[]
[]
[]
[]
[]
[]
[]
[]
[]
[]
[]
[]
[]
[]
[]
[]
[]
[]
[]
[]
[]
[]
[]
[]
[]
[]
[]
[]
[]
[]
[]
[]
[]
[]
[]
[]
[]
[]
[]
[]
[]
[]
[]
[]
[]
[]
[]
[]
[]
[]
[]
[]
[]
[]
[]
[]
[]
[]
[]
[]
[]
[]
[]
[]
[]
[]
[]
[]
[]
[]
[]
[]
[]
[]
[]
[]
[]
[]
[]
[]
[]
[]
[]
[]
[]
[]
[]
[]
[]
[]
[]
[]
[]
[]
[]
[]
[]
[]
[]
[]
[]
[]
[]
[]
[]
[]
[]
[]
[]
[]
[]
[]
[]
[]
[]
[]
[]
[]
[]
[]
[]
[]
[]
[]
[]
[]
[]
[]
[]
[]
[]
[]
[]
[]
[]
[]
[]
[]
[]
[]
[]
[]
[]
[]
[]
[]
[]
[]
[]
[]
[]
[]
[]
[]
[]
[]
[]
[]
[]
[]
[]
[]
[]
[]
[]
[]
[]
[]
[]
[]
[]
[]
[]
[]
[]
[]
[]
[]
[]
[]
[]
[]
[]
[]
[]
[]
[]
[]
[]
[]
[]
[]
[]
[]
[]
[]
[]
[]
[]
[]
[]
[]
[]
[]
[]
[]
[]
[]
[]
[]
[]
[]
[]
[]
[]
[]
[]
[]
[]
[]
[]
[]
[]
[]
[]
[]
[]
[]
[]
[]
[]
[]
[]
[]
[]
[]
[]
[]
[]
[]
[]
[]
[]
[]
[]
[]
[]
[]
[]
[]
[]
[]
[]
[]
[]
[]
[]
[]
[]
[]
[]
[]
[]
[]
[]
[]
[]
[]
[]
[]
[]
[]
[]
[]
[]
[]
[]
[]
[]
[]
[]
[]
[]
[]
[]
[]
[]
[]
[]
[]
[]
[]
[]
[]
[]
[]
[]
[]
[]
[]
[]
[]
[]
[]
[]
[]
[]
[]
[]
[]
[]
[]
[]
[]
[]
[]
[]
[]
[]
[]
[]
[]
[]
[]
[]
[]
[]
[]
[]
[]
[]
[]
[]
[]
[]
[]
[]
[]
[]
[]
[]
[]
[]
[]
[]
[]
[]
[]
[]
[]
[]
[]
[]
[]
[]
[]
[]
[]
[]
[]
[]
[]
[]
[]
[]
[]
[]
[]
[]
[]
[]
[]
[]
[]
[]
[]
[]
[]
[]
[]
[]
[]
[]
[]
[]
[]
[]
[]
[]
[]
[]
[]
[]
[]
[]
[]
[]
[]
[]
[]
[]
[]
[]
[]
[]
[]
[]
[]
[]
[]
[]
[]
[]
[]
[]
[]
[]
[]
[]
[]
[]
[]
[]
[]
[]
[]
[]
[]
[]
[]
[]
[]
[]
[]
[]
[]
[]
[]
[]
[]
[]
[]
[]
[]
[]
[]
[]
[]
[]
[]
[]
[]
[]
[]
[]
[]
[]
[]
[]
[]
[]
[]
[]
[]
[]
[]
[]
[]
[]
[]
[]
[]
[]
[]
[]
[]
[]
[]
[]
[]
[]
[]
[]
[]
[]
[]
[]
[]
[]
[]
[]
[]
[]
[]
[]
[]
[]
[]
[]
[]
[]
[]
[]
[]
[]
[]
[]
[]
[]
[]
[]
[]
[]
[]
[]
[]
[]
[]
[]
[]
[]
[]
[]
[]
[]
[]
[]
[]
[]
[]
[]
[]
[]
[]
[]
[]
[]
[]
[]
[]
[]
[]
[]
[]
[]
[]
[]
[]
[]
[]
[]
[]
[]
[]
[]
[]
[]
[]
[]
[]
[]
[]
[]
[]
[]
[]
[]
[]
[]
[]
[]
[]
[]
[]
[]
[]
[]
[]
[]
[]
[]
[]
[]
[]
[]
[]
[]
[]
[]
[]
[]
[]
[]
[]
[]
[]
[]
[]
[]
[]
[]
[]
[]
[]
[]
[]
[]
[]
[]
[]
[]
[]
[]
[]
[]
[]
[]
[]
[]
[]
[]
[]
[]
[]
[]
[]
[]
[]
[]
[]
[]
[]
[]
[]
[]
[]
[]
[]
[]
[]
[]
[]
[]
[]
[]
[]
[]
[]
[]
[]
[]
[]
[]
[]
[]
[]
[]
[]
[]
[]
[]
[]
[]
[]
[]
[]
[]
[]
[]
[]
[]
[]
[]
[]
[]
[]
[]
[]
[]
[]
[]
[]
[]
[]
[]
[]
[]
[]
[]
[]
[]
[]
[]
[]
[]
[]
[]
[]
[]
[]
[]
[]
[]
[]
[]
[]
[]
[]
[]
[]
[]
[]
[]
[]
[]
[]
[]
[]
[]
[]
[]
[]
[]
[]
[]
[]
[]
[]
[]
[]
[]
[]
[]
[]
[]
[]
[]
[]
[]
[]
[]
[]
[]
[]
[]
[]
[]
[]
[]
[]
[]
[]
[]
[]
[]
[]
[]
[]
[]
[]
[]
[]
[]
[]
[]
[]
[]
[]
[]
[]
[]
[]
[]
[]
[]
[]
[]
[]
[]
[]
[]
[]
[]
[]
[]
[]
[]
[]
[]
[]
[]
[]
[]
[]
[]
[]
[]
[]
[]
[]
[]
[]
[]
[]
[]
[]
[]
[]
[]
[]
[]
[]
[]
[]
[]
[]
[]
[]
[]
[]
[]
[]
[]
[]
[]
[]
[]
[]
[]
[]
[]
[]
[]
[]
[]
[]
[]
[]
[]
[]
[]
[]
[]
[]
[]
[]
[]
[]
[]
[]
[]
[]
[]
[]
[]
[]
[]
[]
[]
[]
[]
[]
[]
[]
[]
[]
[]
[]
[]
[]
[]
[]
[]
[]
[]
[]
[]
[]
[]
[]
[]
[]
[]
[]
[]
[]
[]
[]
[]
[]
[]
[]
[]
[]
[]
[]
[]
[]
[]
[]
[]
[]
[]
[]
[]
[]
[]
[]
[]
[]
[]
[]
[]
[]
[]
[]
[]
[]
[]
[]
[]
[]
[]
[]
[]
[]
[]
[]
[]
[]
[]
[]
[]
[]
[]
[]
[]
[]
[]
[]
[]
[]
[]
[]
[]
[]
[]
[]
[]
[]
[]
[]
[]
[]
[]
[]
[]
[]
[]
[]
[]
[]
[]
[]
[]
[]
[]
[]
[]
[]
[]
[]
[]
[]
[]
[]
[]
[]
[]
[]
[]
[]
[]
[]
[]
[]
[]
[]
[]
[]
[]
[]
[]
[]
[]
[]
[]
[]
[]
[]
[]
[]
[]
[]
[]
[]
[]
[]
[]
[]
[]
[]
[]
[]
[]
[]
[]
[]
[]
[]
[]
[]
[]
[]
[]
[]
[]
[]
[]
[]
[]
[]
[]
[]
[]
[]
[]
[]
[]
[]
[]
[]
[]
[]
[]
[]
[]
[]
[]
[]
[]
[]
[]
[]
[]
[]
[]
[]
[]
[]
[]
[]
[]
[]
[]
[]
[]
[]
[]
[]
[]
[]
[]
[]
[]
[]
[]
[]
[]
[]
[]
[]
[]
[]
[]
[]
[]
[]
[]
[]
[]
[]
[]
[]
[]
[]
[]
[]
[]
[]
[]
[]
[]
[]
[]
[]
[]
[]
[]
[]
[]
[]
[]
[]
[]
[]
[]
[]
[]
[]
[]
[]
[]
[]
[]
[]
[]
[]
[]
[]
[]
[]
[]
[]
[]
[]
[]
[]
[]
[]
[]
[]
[]
[]
[]
[]
[]
[]
[]
[]
[]
[]
[]
[]
[]
[]
[]
[]
[]
[]
[]
[]
[]
[]
[]
[]
[]
[]
[]
[]
[]
[]
[]
[]
[]
[]
[]
[]
[]
[]
[]
[]
[]
[]
[]
[]
[]
[]
[]
[]
[]
[]
[]
[]
[]
[]
[]
[]
[]
[]
[]
[]
[]
[]
[]
[]
[]
[]
[]
[]
[]
[]
[]
[]
[]
[]
[]
[]
[]
[]
[]
[]
[]
[]
[]
[]
[]
[]
[]
[]
[]
[]
[]
[]
[]
[]
[]
[]
[]
[]
[]
[]
[]
[]
[]
[]
[]
[]
[]
[]
[]
[]
[]
[]
[]
[]
[]
[]
[]
[]
[]
[]
[]
[]
[]
[]
[]
[]
[]
[]
[]
[]
[]
[]
[]
[]
[]
[]
[]
[]
[]
[]
[]
[]
[]
[]
[]
[]
[]
[]
[]
[]
[]
[]
[]
[]
[]
[]
[]
[]
[]
[]
[]
[]
[]
[]
[]
[]
[]
[]
[]
[]
[]
[]
[]
[]
[]
[]
[]
[]
[]
[]
[]
[]
[]
[]
[]
[]
[]
[]
[]
[]
[]
[]
[]
[]
[]
[]
[]
[]
[]
[]
[]
[]
[]
[]
[]
[]
[]
[]
[]
[]
[]
[]
[]
[]
[]
[]
[]
[]
[]
[]
[]
[]
[]
[]
[]
[]
[]
[]
[]
[]
[]
[]
[]
[]
[]
[]
[]
[]
[]
[]
[]
[]
[]
[]
[]
[]
[]
[]
[]
[]
[]
[]
[]
[]
[]
[]
[]
[]
[]
[]
[]
[]
[]
[]
[]
[]
[]
[]
[]
[]
[]
[]
[]
[]
[]
[]
[]
[]
[]
[]
[]
[]
[]
[]
[]
[]
[]
[]
[]
[]
[]
[]
[]
[]
[]
[]
[]
[]
[]
[]
[]
[]
[]
[]
[]
[]
[]
[]
[]
[]
[]
[]
[]
[]
[]
[]
[]
[]
[]
[]
[]
[]
[]
[]
[]
[]
[]
[]
[]
[]
[]
[]
[]
[]
[]
[]
[]
[]
[]
[]
[]
[]
[]
[]
[]
[]
[]
[]
[]
[]
[]
[]
[]
[]
[]
[]
[]
[]
[]
[]
[]
[]
[]
[]
[]
[]
[]
[]
[]
[]
[]
[]
[]
[]
[]
[]
[]
[]
[]
[]
[]
[]
[]
[]
[]
[]
[]
[]
[]
[]
[]
[]
[]
[]
[]
[]
[]
[]
[]
[]
[]
[]
[]
[]
[]
[]
[]
[]
[]
[]
[]
[]
[]
[]
[]
[]
[]
[]
[]
[]
[]
[]
[]
[]
[]
[]
[]
[]
[]
[]
[]
[]
[]
[]
[]
[]
[]
[]
[]
[]
[]
[]
[]
[]
[]
[]
[]
[]
[]
[]
[]
[]
[]
[]
[]
[]
[]
[]
[]
[]
[]
[]
[]
[]
[]
[]
[]
[]
[]
[]
[]
[]
[]
[]
[]
[]
[]
[]
[]
[]
[]
[]
[]
[]
[]
[]
[]
[]
[]
[]
[]
[]
[]
[]
[]
[]
[]
[]
[]
[]
[]
[]
[]
[]
[]
[]
[]
[]
[]
[]
[]
[]
[]
[]
[]
[]
[]
[]
[]
[]
[]
[]
[]
[]
[]
[]
[]
[]
[]
[]
[]
[]
[]
[]
[]
[]
[]
[]
[]
[]
[]
[]
[]
[]
[]
[]
[]
[]
[]
[]
[]
[]
[]
[]
[]
[]
[]
[]
[]
[]
[]
[]
[]
[]
[]
[]
[]
[]
[]
[]
[]
[]
[]
[]
[]
[]
[]
[]
[]
[]
[]
[]
[]
[]
[]
[]
[]
[]
[]
[]
[]
[]
[]
[]
[]
[]
[]
[]
[]
[]
[]
[]
[]
[]
[]
[]
[]
[]
[]
[]
[]
[]
[]
[]
[]
[]
[]
[]
[]
[]
[]
[]
[]
[]
[]
[]
[]
[]
[]
[]
[]
[]
[]
[]
[]
[]
[]
[]
[]
[]
[]
[]
[]
[]
[]
[]
[]
[]
[]
[]
[]
[]
[]
[]
[]
[]
[]
[]
[]
[]
[]
[]
[]
[]
[]
[]
[]
[]
[]
[]
[]
[]
[]
[]
[]
[]
[]
[]
[]
[]
[]
[]
[]
[]
[]
[]
[]
[]
[]
[]
[]
[]
[]
[]
[]
[]
[]
[]
[]
[]
[]
[]
[]
[]
[]
[]
[]
[]
[]
[]
[]
[]
[]
[]
[]
[]
[]
[]
[]
[]
[]
[]
[]
[]
[]
[]
[]
[]
[]
[]
[]
[]
[]
[]
[]
[]
[]
[]
[]
[]
[]
[]
[]
[]
[]
[]
[]
[]
[]
[]
[]
[]
[]
[]
[]
[]
[]
[]
[]
[]
[]
[]
[]
[]
[]
[]
[]
[]
[]
[]
[]
[]
[]
[]
[]
[]
[]
[]
[]
[]
[]
[]
[]
[]
[]
[]
[]
[]
[]
[]
[]
[]
[]
[]
[]
[]
[]
[]
[]
[]
[]
[]
[]
[]
[]
[]
[]
[]
[]
[]
[]
[]
[]
[]
[]
[]
[]
[]
[]
[]
[]
[]
[]
[]
[]
[]
[]
[]
[]
[]
[]
[]
[]
[]
[]
[]
[]
[]
[]
[]
[]
[]
[]
[]
[]
[]
[]
[]
[]
[]
[]
[]
[]
[]
[]
[]
[]
[]
[]
[]
[]
[]
[]
[]
[]
[]
[]
[]
[]
[]
[]
[]
[]
[]
[]
[]
[]
[]
[]
[]
[]
[]
[]
[]
[]
[]
[]
[]
[]
[]
[]
[]
[]
[]
[]
[]
[]
[]
[]
[]
[]
[]
[]
[]
[]
[]
[]
[]
[]
[]
[]
[]
[]
[]
[]
[]
[]
[]
[]
[]
[]
[]
[]
[]
[]
[]
[]
[]
[]
[]
[]
[]
[]
[]
[]
[]
[]
[]
[]
[]
[]
[]
[]
[]
[]
[]
[]
[]
[]
[]
[]
[]
[]
[]
[]
[]
[]
[]
[]
[]
[]
[]
[]
[]
[]
[]
[]
[]
[]
[]
[]
[]
[]
[]
[]
[]
[]
[]
[]
[]
[]
[]
[]
[]
[]
[]
[]
[]
[]
[]
[]
[]
[]
[]
[]
[]
[]
[]
[]
[]
[]
[]
[]
[]
[]
[]
[]
[]
[]
[]
[]
[]
[]
[]
[]
[]
[]
[]
[]
[]
[]
[]
[]
[]
[]
[]
[]
[]
[]
[]
[]
[]
[]
[]
[]
[]
[]
[]
[]
[]
[]
[]
[]
[]
[]
[]
[]
[]
[]
[]
[]
[]
[]
[]
[]
[]
[]
[]
[]
[]
[]
[]
[]
[]
[]
[]
[]
[]
[]
[]
[]
[]
[]
[]
[]
[]
[]
[]
[]
[]
[]
[]
[]
[]
[]
[]
[]
[]
[]
[]
[]
[]
[]
[]
[]
[]
[]
[]
[]
[]
[]
[]
[]
[]
[]
[]
[]
[]
[]
[]
[]
[]
[]
[]
[]
[]
[]
[]
[]
[]
[]
[]
[]
[]
[]
[]
[]
[]
[]
[]
[]
[]
[]
[]
[]
[]
[]
[]
[]
[]
[]
[]
[]
[]
[]
[]
[]
[]
[]
[]
[]
[]
[]
[]
[]
[]
[]
[]
[]
[]
[]
[]
[]
[]
[]
[]
[]
[]
[]
[]
[]
[]
[]
[]
[]
[]
[]
[]
[]
[]
[]
[]
[]
[]
[]
[]
[]
[]
[]
[]
[]
[]
[]
[]
[]
[]
[]
[]
[]
[]
[]
[]
[]
[]
[]
[]
[]
[]
[]
[]
[]
[]
[]
[]
[]
[]
[]
[]
[]
[]
[]
[]
[]
[]
[]
[]
[]
[]
[]
[]
[]
[]
[]
[]
[]
[]
[]
[]
[]
[]
[]
[]
[]
[]
[]
[]
[]
[]
[]
[]
[]
[]
[]
[]
[]
[]
[]
[]
[]
[]
[]
[]
[]
[]
[]
[]
[]
[]
[]
[]
[]
[]
[]
[]
[]
[]
[]
[]
[]
[]
[]
[]
[]
[]
[]
[]
[]
[]
[]
[]
[]
[]
[]
[]
[]
[]
[]
[]
[]
[]
[]
[]
[]
[]
[]
[]
[]
[]
[]
[]
[]
[]
[]
[]
[]
[]
[]
[]
[]
[]
[]
[]
[]
[]
[]
[]
[]
[]
[]
[]
[]
[]
[]
[]
[]
[]
[]
[]
[]
[]
[]
[]
[]
[]
[]
[]
[]
[]
[]
[]
[]
[]
[]
[]
[]
[]
[]
[]
[]
[]
[]
[]
[]
[]
[]
[]
[]
[]
[]
[]
[]
[]
[]
[]
[]
[]
[]
[]
[]
[]
[]
[]
[]
[]
[]
[]
[]
[]
[]
[]
[]
[]
[]
[]
[]
[]
[]
[]
[]
[]
[]
[]
[]
[]
[]
[]
[]
[]
[]
[]
[]
[]
[]
[]
[]
[]
[]
[]
[]
[]
[]
[]
[]
[]
[]
[]
[]
[]
[]
[]
[]
[]
[]
[]
[]
[]
[]
[]
[]
[]
[]
[]
[]
[]
[]
[]
[]
[]
[]
[]
[]
[]
[]
[]
[]
[]
[]
[]
[]
[]
[]
[]
[]
[]
[]
[]
[]
[]
[]
[]
[]
[]
[]
[]
[]
[]
[]
[]
[]
[]
[]
[]
[]
[]
[]
[]
[]
[]
[]
[]
[]
[]
[]
[]
[]
[]
[]
[]
[]
[]
[]
[]
[]
[]
[]
[]
[]
[]
[]
[]
[]
[]
[]
[]
[]
[]
[]
[]
[]
[]
[]
[]
[]
[]
[]
[]
[]
[]
[]
[]
[]
[]
[]
[]
[]
[]
[]
[]
[]
[]
[]
[]
[]
[]
[]
[]
[]
[]
[]
[]
[]
[]
[]
[]
[]
[]
[]
[]
[]
[]
[]
[]
[]
[]
[]
[]
[]
[]
[]
[]
[]
[]
[]
[]
[]
[]
[]
[]
[]
[]
[]
[]
[]
[]
[]
[]
[]
[]
[]
[]
[]
[]
[]
[]
[]
[]
[]
[]
[]
[]
[]
[]
[]
[]
[]
[]
[]
[]
[]
[]
[]
[]
[]
[]
[]
[]
[]
[]
[]
[]
[]
[]
[]
[]
[]
[]
[]
[]
[]
[]
[]
[]
[]
[]
[]
[]
[]
[]
[]
[]
[]
[]
[]
[]
[]
[]
[]
[]
[]
[]
[]
[]
[]
[]
[]
[]
[]
[]
[]
[]
[]
[]
[]
[]
[]
[]
[]
[]
[]
[]
[]
[]
[]
[]
[]
[]
[]
[]
[]
[]
[]
[]
[]
[]
[]
[]
[]
[]
[]
[]
[]
[]
[]
[]
[]
[]
[]
[]
[]
[]
[]
[]
[]
[]
[]
[]
[]
[]
[]
[]
[]
[]
[]
[]
[]
[]
[]
[]
[]
[]
[]
[]
[]
[]
[]
[]
[]
[]
[]
[]
[]
[]
[]
[]
[]
[]
[]
[]
[]
[]
[]
[]
[]
[]
[]
[]
[]
[]
[]
[]
[]
[]
[]
[]
[]
[]
[]
[]
[]
[]
[]
[]
[]
[]
[]
[]
[]
[]
[]
[]
[]
[]
[]
[]
[]
[]
[]
[]
[]
[]
[]
[]
[]
[]
[]
[]
[]
[]
[]
[]
[]
[]
[]
[]
[]
[]
[]
[]
[]
[]
[]
[]
[]
[]
[]
[]
[]
[]
[]
[]
[]
[]
[]
[]
[]
[]
[]
[]
[]
[]
[]
[]
[]
[]
[]
[]
[]
[]
[]
[]
[]
[]
[]
[]
[]
[]
[]
[]
[]
[]
[]
[]
[]
[]
[]
[]
[]
[]
[]
[]
[]
[]
[]
[]
[]
[]
[]
[]
[]
[]
[]
[]
[]
[]
[]
[]
[]
[]
[]
[]
[]
[]
[]
[]
[]
[]
[]
[]
[]
[]
[]
[]
[]
[]
[]
[]
[]
[]
[]
[]
[]
[]
[]
[]
[]
[]
[]
[]
[]
[]
[]
[]
[]
[]
[]
[]
[]
[]
[]
[]
[]
[]
[]
[]
[]
[]
[]
[]
[]
[]
[]
[]
[]
[]
[]
[]
[]
[]
[]
[]
[]
[]
[]
[]
[]
[]
[]
[]
[]
[]
[]
[]
[]
[]
[]
[]
[]
[]
[]
[]
[]
[]
[]
[]
[]
[]
[]
[]
[]
[]
[]
[]
[]
[]
[]
[]
[]
[]
[]
[]
[]
[]
[]
[]
[]
[]
[]
[]
[]
[]
[]
[]
[]
[]
[]
[]
[]
[]
[]
[]
[]
[]
[]
[]
[]
[]
[]
[]
[]
[]
[]
[]
[]
[]
[]
[]
[]
[]
[]
[]
[]
[]
[]
[]
[]
[]
[]
[]
[]
[]
[]
[]
[]
[]
[]
[]
[]
[]
[]
[]
[]
[]
[]
[]
[]
[]
[]
[]
[]
[]
[]
[]
[]
[]
[]
[]
[]
[]
[]
[]
[]
[]
[]
[]
[]
[]
[]
[]
[]
[]
[]
[]
[]
[]
[]
[]
[]
[]
[]
[]
[]
[]
[]
[]
[]
[]
[]
[]
[]
[]
[]
[]
[]
[]
[]
[]
[]
[]
[]
[]
[]
[]
[]
[]
[]
[]
[]
[]
[]
[]
[]
[]
[]
[]
[]
[]
[]
[]
[]
[]
[]
[]
[]
[]
[]
[]
[]
[]
[]
[]
[]
[]
[]
[]
[]
[]
[]
[]
[]
[]
[]
[]
[]
[]
[]
[]
[]
[]
[]
[]
[]
[]
[]
[]
[]
[]
[]
[]
[]
[]
[]
[]
[]
[]
[]
[]
[]
[]
[]
[]
[]
[]
[]
[]
[]
[]
[]
[]
[]
[]
[]
[]
[]
[]
[]
[]
[]
[]
[]
[]
[]
[]
[]
[]
[]
[]
[]
[]
[]
[]
[]
[]
[]
[]
[]
[]
[]
[]
[]
[]
[]
[]
[]
[]
[]
[]
[]
[]
[]
[]
[]
[]
[]
[]
[]
[]
[]
[]
[]
[]
[]
[]
[]
[]
[]
[]
[]
[]
[]
[]
[]
[]
[]
[]
[]
[]
[]
[]
[]
[]
[]
[]
[]
[]
[]
[]
[]
[]
[]
[]
[]
[]
[]
[]
[]
[]
[]
[]
[]
[]
[]
[]
[]
[]
[]
[]
[]
[]
[]
[]
[]
[]
[]
[]
[]
[]
[]
[]
[]
[]
[]
[]
[]
[]
[]
[]
[]
[]
[]
[]
[]
[]
[]
[]
[]
[]
[]
[]
[]
[]
[]
[]
[]
[]
[]
[]
[]
[]
[]
[]
[]
[]
[]
[]
[]
[]
[]
[]
[]
[]
[]
[]
[]
[]
[]
[]
[]
[]
[]
[]
[]
[]
[]
[]
[]
[]
[]
[]
[]
[]
[]
[]
[]
[]
[]
[]
[]
[]
[]
[]
[]
[]
[]
[]
[]
[]
[]
[]
[]
[]
[]
[]
[]
[]
[]
[]
[]
[]
[]
[]
[]
[]
[]
[]
[]
[]
[]
[]
[]
[]
[]
[]
[]
[]
[]
[]
[]
[]
[]
[]
[]
[]
[]
[]
[]
[]
[]
[]
[]
[]
[]
[]
[]
[]
[]
[]
[]
[]
[]
[]
[]
[]
[]
[]
[]
[]
[]
[]
[]
[]
[]
[]
[]
[]
[]
[]
[]
[]
[]
[]
[]
[]
[]
[]
[]
[]
[]
[]
[]
[]
[]
[]
[]
[]
[]
[]
[]
[]
[]
[]
[]
[]
[]
[]
[]
[]
[]
[]
[]
[]
[]
[]
[]
[]
[]
[]
[]
[]
[]
[]
[]
[]
[]
[]
[]
[]
[]
[]
[]
[]
[]
[]
[]
[]
[]
[]
[]
[]
[]
[]
[]
[]
[]
[]
[]
[]
[]
[]
[]
[]
[]
[]
[]
[]
[]
[]
[]
[]
[]
[]
[]
[]
[]
[]
[]
[]
[]
[]
[]
[]
[]
[]
[]
[]
[]
[]
[]
[]
[]
[]
[]
[]
[]
[]
[]
[]
[]
[]
[]
[]
[]
[]
[]
[]
[]
[]
[]
[]
[]
[]
[]
[]
[]
[]
[]
[]
[]
[]
[]
[]
[]
[]
[]
[]
[]
[]
[]
[]
[]
[]
[]
[]
[]
[]
[]
[]
[]
[]
[]
[]
[]
[]
[]
[]
[]
[]
[]
[]
[]
[]
[]
[]
[]
[]
[]
[]
[]
[]
[]
[]
[]
[]
[]
[]
[]
[]
[]
[]
[]
[]
[]
[]
[]
[]
[]
[]
[]
[]
[]
[]
[]
[]
[]
[]
[]
[]
[]
[]
[]
[]
[]
[]
[]
[]
[]
[]
[]
[]
[]
[]
[]
[]
[]
[]
[]
[]
[]
[]
[]
[]
[]
[]
[]
[]
[]
[]
[]
[]
[]
[]
[]
[]
[]
[]
[]
[]
[]
[]
[]
[]
[]
[]
[]
[]
[]
[]
[]
[]
[]
[]
[]
[]
[]
[]
[]
[]
[]
[]
[]
[]
[]
[]
[]
[]
[]
[]
[]
[]
[]
[]
[]
[]
[]
[]
[]
[]
[]
[]
[]
[]
[]
[]
[]
[]
[]
[]
[]
[]
[]
[]
[]
[]
[]
[]
[]
[]
[]
[]
[]
[]
[]
[]
[]
[]
[]
[]
[]
[]
[]
[]
[]
[]
[]
[]
[]
[]
[]
[]
[]
[]
[]
[]
[]
[]
[]
[]
[]
[]
[]
[]
[]
[]
[]
[]
[]
[]
[]
[]
[]
[]
[]
[]
[]
[]
[]
[]
[]
[]
[]
[]
[]
[]
[]
[]
[]
[]
[]
[]
[]
[]
[]
[]
[]
[]
[]
[]
[]
[]
[]
[]
[]
[]
[]
[]
[]
[]
[]
[]
[]
[]
[]
[]
[]
[]
[]
[]
[]
[]
[]
[]
[]
[]
[]
[]
[]
[]
[]
[]
[]
[]
[]
[]
[]
[]
[]
[]
[]
[]
[]
[]
[]
[]
[]
[]
[]
[]
[]
[]
[]
[]
[]
[]
[]
[]
[]
[]
[]
[]
[]
[]
[]
[]
[]
[]
[]
[]
[]
[]
[]
[]
[]
[]
[]
[]
[]
[]
[]
[]
[]
[]
[]
[]
[]
[]
[]
[]
[]
[]
[]
[]
[]
[]
[]
[]
[]
[]
[]
[]
[]
[]
[]
[]
[]
[]
[]
[]
[]
[]
[]
[]
[]
[]
[]
[]
[]
[]
[]
[]
[]
[]
[]
[]
[]
[]
[]
[]
[]
[]
[]
[]
[]
[]
[]
[]
[]
[]
[]
[]
[]
[]
[]
[]
[]
[]
[]
[]
[]
[]
[]
[]
[]
[]
[]
[]
[]
[]
[]
[]
[]
[]
[]
[]
[]
[]
[]
[]
[]
[]
[]
[]
[]
[]
[]
[]
[]
[]
[]
[]
[]
[]
[]
[]
[]
[]
[]
[]
[]
[]
[]
[]
[]
[]
[]
[]
[]
[]
[]
[]
[]
[]
[]
[]
[]
[]
[]
[]
[]
[]
[]
[]
[]
[]
[]
[]
[]
[]
[]
[]
[]
[]
[]
[]
[]
[]
[]
[]
[]
[]
[]
[]
[]
[]
[]
[]
[]
[]
[]
[]
[]
[]
[]
[]
[]
[]
[]
[]
[]
[]
[]
[]
[]
[]
[]
[]
[]
[]
[]
[]
[]
[]
[]
[]
[]
[]
[]
[]
[]
[]
[]
[]
[]
[]
[]
[]
[]
[]
[]
[]
[]
[]
[]
[]
[]
[]
[]
[]
[]
[]
[]
[]
[]
[]
[]
[]
[]
[]
[]
[]
[]
[]
[]
[]
[]
[]
[]
[]
[]
[]
[]
[]
[]
[]
[]
[]
[]
[]
[]
[]
[]
[]
[]
[]
[]
[]
[]
[]
[]
[]
[]
[]
[]
[]
[]
[]
[]
[]
[]
[]
[]
[]
[]
[]
[]
[]
[]
[]
[]
[]
[]
[]
[]
[]
[]
[]
[]
[]
[]
[]
[]
[]
[]
[]
[]
[]
[]
[]
[]
[]
[]
[]
[]
[]
[]
[]
[]
[]
[]
[]
[]
[]
[]
[]
[]
[]
[]
[]
[]
[]
[]
[]
[]
[]
[]
[]
[]
[]
[]
[]
[]
[]
[]
[]
[]
[]
[]
[]
[]
[]
[]
[]
[]
[]
[]
[]
[]
[]
[]
[]
[]
[]
[]
[]
[]
[]
[]
[]
[]
[]
[]
[]
[]
[]
[]
[]
[]
[]
[]
[]
[]
[]
[]
[]
[]
[]
[]
[]
[]
[]
[]
[]
[]
[]
[]
[]
[]
[]
[]
[]
[]
[]
[]
[]
[]
[]
[]
[]
[]
[]
[]
[]
[]
[]
[]
[]
[]
[]
[]
[]
[]
[]
[]
[]
[]
[]
[]
[]
[]
[]
[]
[]
[]
[]
[]
[]
[]
[]
[]
[]
[]
[]
[]
[]
[]
[]
[]
[]
[]
[]
[]
[]
[]
[]
[]
[]
[]
[]
[]
[]
[]
[]
[]
[]
[]
[]
[]
[]
[]
[]
[]
[]
[]
[]
[]
[]
[]
[]
[]
[]
[]
[]
[]
[]
[]
[]
[]
[]
[]
[]
[]
[]
[]
[]
[]
[]
[]
[]
[]
[]
[]
[]
[]
[]
[]
[]
[]
[]
[]
[]
[]
[]
[]
[]
[]
[]
[]
[]
[]
[]
[]
[]
[]
[]
[]
[]
[]
[]
[]
[]
[]
[]
[]
[]
[]
[]
[]
[]
[]
[]
[]
[]
[]
[]
[]
[]
[]
[]
[]
[]
[]
[]
[]
[]
[]
[]
[]
[]
[]
[]
[]
[]
[]
[]
[]
[]
[]
[]
[]
[]
[]
[]
[]
[]
[]
[]
[]
[]
[]
[]
[]
[]
[]
[]
[]
[]
[]
[]
[]
[]
[]
[]
[]
[]
[]
[]
[]
[]
[]
[]
[]
[]
[]
[]
[]
[]
[]
[]
[]
[]
[]
[]
[]
[]
[]
[]
[]
[]
[]
[]
[]
[]
[]
[]
[]
[]
[]
[]
[]
[]
[]
[]
[]
[]
[]
[]
[]
[]
[]
[]
[]
[]
[]
[]
[]
[]
[]
[]
[]
[]
[]
[]
[]
[]
[]
[]
[]
[]
[]
[]
[]
[]
[]
[]
[]
[]
[]
[]
[]
[]
[]
[]
[]
[]
[]
[]
[]
[]
[]
[]
[]
[]
[]
[]
[]
[]
[]
[]
[]
[]
[]
[]
[]
[]
[]
[]
[]
[]
[]
[]
[]
[]
[]
[]
[]
[]
[]
[]
[]
[]
[]
[]
[]
[]
[]
[]
[]
[]
[]
[]
[]
[]
[]
[]
[]
[]
[]
[]
[]
[]
[]
[]
[]
[]
[]
[]
[]
[]
[]
[]
[]
[]
[]
[]
[]
[]
[]
[]
[]
[]
[]
[]
[]
[]
[]
[]
[]
[]
[]
[]
[]
[]
[]
[]
[]
[]
[]
[]
[]
[]
[]
[]
[]
[]
[]
[]
[]
[]
[]
[]
[]
[]
[]
[]
[]
[]
[]
[]
[]
[]
[]
[]
[]
[]
[]
[]
[]
[]
[]
[]
[]
[]
[]
[]
[]
[]
[]
[]
[]
[]
[]
[]
[]
[]
[]
[]
[]
[]
[]
[]
[]
[]
[]
[]
[]
[]
[]
[]
[]
[]
[]
[]
[]
[]
[]
[]
[]
[]
[]
[]
[]
[]
[]
[]
[]
[]
[]
[]
[]
[]
[]
[]
[]
[]
[]
[]
[]
[]
[]
[]
[]
[]
[]
[]
[]
[]
[]
[]
[]
[]
[]
[]
[]
[]
[]
[]
[]
[]
[]
[]
[]
[]
[]
[]
[]
[]
[]
[]
[]
[]
[]
[]
[]
[]
[]
[]
[]
[]
[]
[]
[]
[]
[]
[]
[]
[]
[]
[]
[]
[]
[]
[]
[]
[]
[]
[]
[]
[]
[]
[]
[]
[]
[]
[]
[]
[]
[]
[]
[]
[]
[]
[]
[]
[]
[]
[]
[]
[]
[]
[]
[]
[]
[]
[]
[]
[]
[]
[]
[]
[]
[]
[]
[]
[]
[]
[]
[]
[]
[]
[]
[]
[]
[]
[]
[]
[]
[]
[]
[]
[]
[]
[]
[]
[]
[]
[]
[]
[]
[]
[]
[]
[]
[]
[]
[]
[]
[]
[]
[]
[]
[]
[]
[]
[]
[]
[]
[]
[]
[]
[]
[]
[]
[]
[]
[]
[]
[]
[]
[]
[]
[]
[]
[]
[]
[]
[]
[]
[]
[]
[]
[]
[]
[]
[]
[]
[]
[]
[]
[]
[]
[]
[]
[]
[]
[]
[]
[]
[]
[]
[]
[]
[]
[]
[]
[]
[]
[]
[]
[]
[]
[]
[]
[]
[]
[]
[]
[]
[]
[]
[]
[]
[]
[]
[]
[]
[]
[]
[]
[]
[]
[]
[]
[]
[]
[]
[]
[]
[]
[]
[]
[]
[]
[]
[]
[]
[]
[]
[]
[]
[]
[]
[]
[]
[]
[]
[]
[]
[]
[]
[]
[]
[]
[]
[]
[]
[]
[]
[]
[]
[]
[]
[]
[]
[]
[]
[]
[]
[]
[]
[]
[]
[]
[]
[]
[]
[]
[]
[]
[]
[]
[]
[]
[]
[]
[]
[]
[]
[]
[]
[]
[]
[]
[]
[]
[]
[]
[]
[]
[]
[]
[]
[]
[]
[]
[]
[]
[]
[]
[]
[]
[]
[]
[]
[]
[]
[]
[]
[]
[]
[]
[]
[]
[]
[]
[]
[]
[]
[]
[]
[]
[]
[]
[]
[]
[]
[]
[]
[]
[]
[]
[]
[]
[]
[]
[]
[]
[]
[]
[]
[]
[]
[]
[]
[]
[]
[]
[]
[]
[]
[]
[]
[]
[]
[]
[]
[]
[]
[]
[]
[]
[]
[]
[]
[]
[]
[]
[]
[]
[]
[]
[]
[]
[]
[]
[]
[]
[]
[]
[]
[]
[]
[]
[]
[]
[]
[]
[]
[]
[]
[]
[]
[]
[]
[]
[]
[]
[]
[]
[]
[]
[]
[]
[]
[]
[]
[]
[]
[]
[]
[]
[]
[]
[]
[]
[]
[]
[]
[]
[]
[]
[]
[]
[]
[]
[]
[]
[]
[]
[]
[]
[]
[]
[]
[]
[]
[]
[]
[]
[]
[]
[]
[]
[]
[]
[]
[]
[]
[]
[]
[]
[]
[]
[]
[]
[]
[]
[]
[]
[]
[]
[]
[]
[]
[]
[]
[]
[]
[]
[]
[]
[]
[]
[]
[]
[]
[]
[]
[]
[]
[]
[]
[]
[]
[]
[]
[]
[]
[]
[]
[]
[]
[]
[]
[]
[]
[]
[]
[]
[]
[]
[]
[]
[]
[]
[]
[]
[]
[]
[]
[]
[]
[]
[]
[]
[]
[]
[]
[]
[]
[]
[]
[]
[]
[]
[]
[]
[]
[]
[]
[]
[]
[]
[]
[]
[]
[]
[]
[]
[]
[]
[]
[]
[]
[]
[]
[]
[]
[]
[]
[]
[]
[]
[]
[]
[]
[]
[]
[]
[]
[]
[]
[]
[]
[]
[]
[]
[]
[]
[]
[]
[]
[]
[]
[]
[]
[]
[]
[]
[]
[]
[]
[]
[]
[]
[]
[]
[]
[]
[]
[]
[]
[]
[]
[]
[]
[]
[]
[]
[]
[]
[]
[]
[]
[]
[]
[]
[]
[]
[]
[]
[]
[]
[]
[]
[]
[]
[]
[]
[]
[]
[]
[]
[]
[]
[]
[]
[]
[]
[]
[]
[]
[]
[]
[]
[]
[]
[]
[]
[]
[]
[]
[]
[]
[]
[]
[]
[]
[]
[]
[]
[]
[]
[]
[]
[]
[]
[]
[]
[]
[]
[]
[]
[]
[]
[]
[]
[]
[]
[]
[]
[]
[]
[]
[]
[]
[]
[]
[]
[]
[]
[]
[]
[]
[]
[]
[]
[]
[]
[]
[]
[]
[]
[]
[]
[]
[]
[]
[]
[]
[]
[]
[]
[]
[]
[]
[]
[]
[]
[]
[]
[]
[]
[]
[]
[]
[]
[]
[]
[]
[]
[]
[]
[]
[]
[]
[]
[]
[]
[]
[]
[]
[]
[]
[]
[]
[]
[]
[]
[]
[]
[]
[]
[]
[]
[]
[]
[]
[]
[]
[]
[]
[]
[]
[]
[]
[]
[]
[]
[]
[]
[]
[]
[]
[]
[]
[]
[]
[]
[]
[]
[]
[]
[]
[]
[]
[]
[]
[]
[]
[]
[]
[]
[]
[]
[]
[]
[]
[]
[]
[]
[]
[]
[]
[]
[]
[]
[]
[]
[]
[]
[]
[]
[]
[]
[]
[]
[]
[]
[]
[]
[]
[]
[]
[]
[]
[]
[]
[]
[]
[]
[]
[]
[]
[]
[]
[]
[]
[]
[]
[]
[]
[]
[]
[]
[]
[]
[]
[]
[]
[]
[]
[]
[]
[]
[]
[]
[]
[]
[]
[]
[]
[]
[]
[]
[]
[]
[]
[]
[]
[]
[]
[]
[]
[]
[]
[]
[]
[]
[]
[]
[]
[]
[]
[]
[]
[]
[]
[]
[]
[]
[]
[]
[]
[]
[]
[]
[]
[]
[]
[]
[]
[]
[]
[]
[]
[]
[]
[]
[]
[]
[]
[]
[]
[]
[]
[]
[]
[]
[]
[]
[]
[]
[]
[]
[]
[]
[]
[]
[]
[]
[]
[]
[]
[]
[]
[]
[]
[]
[]
[]
[]
[]
[]
[]
[]
[]
[]
[]
[]
[]
[]
[]
[]
[]
[]
[]
[]
[]
[]
[]
[]
[]
[]
[]
[]
[]
[]
[]
[]
[]
[]
[]
[]
[]
[]
[]
[]
[]
[]
[]
[]
[]
[]
[]
[]
[]
[]
[]
[]
[]
[]
[]
[]
[]
[]
[]
[]
[]
[]
[]
[]
[]
[]
[]
[]
[]
[]
[]
[]
[]
[]
[]
[]
[]
[]
[]
[]
[]
[]
[]
[]
[]
[]
[]
[]
[]
[]
[]
[]
[]
[]
[]
[]
[]
[]
[]
[]
[]
[]
[]
[]
[]
[]
[]
[]
[]
[]
[]
[]
[]
[]
[]
[]
[]
[]
[]
[]
[]
[]
[]
[]
[]
[]
[]
[]
[]
[]
[]
[]
[]
[]
[]
[]
[]
[]
[]
[]
[]
[]
[]
[]
[]
[]
[]
[]
[]
[]
[]
[]
[]
[]
[]
[]
[]
[]
[]
[]
[]
[]
[]
[]
[]
[]
[]
[]
[]
[]
[]
[]
[]
[]
[]
[]
[]
[]
[]
[]
[]
[]
[]
[]
[]
[]
[]
[]
[]
[]
[]
[]
[]
[]
[]
[]
[]
[]
[]
[]
[]
[]
[]
[]
[]
[]
[]
[]
[]
[]
[]
[]
[]
[]
[]
[]
[]
[]
[]
[]
[]
[]
[]
[]
[]
[]
[]
[]
[]
[]
[]
[]
[]
[]
[]
[]
[]
[]
[]
[]
[]
[]
[]
[]
[]
[]
[]
[]
[]
[]
[]
[]
[]
[]
[]
[]
[]
[]
[]
[]
[]
[]
[]
[]
[]
[]
[]
[]
[]
[]
[]
[]
[]
[]
[]
[]
[]
[]
[]
[]
[]
[]
[]
[]
[]
[]
[]
[]
[]
[]
[]
[]
[]
[]
[]
[]
[]
[]
[]
[]
[]
[]
[]
[]
[]
[]
[]
[]
[]
[]
[]
[]
[]
[]
[]
[]
[]
[]
[]
[]
[]
[]
[]
[]
[]
[]
[]
[]
[]
[]
[]
[]
[]
[]
[]
[]
[]
[]
[]
[]
[]
[]
[]
[]
[]
[]
[]
[]
[]
[]
[]
[]
[]
[]
[]
[]
[]
[]
[]
[]
[]
[]
[]
[]
[]
[]
[]
[]
[]
[]
[]
[]
[]
[]
[]
[]
[]
[]
[]
[]
[]
[]
[]
[]
[]
[]
[]
[]
[]
[]
[]
[]
[]
[]
[]
[]
[]
[]
[]
[]
[]
[]
[]
[]
[]
[]
[]
[]
[]
[]
[]
[]
[]
[]
[]
[]
[]
[]
[]
[]
[]
[]
[]
[]
[]
[]
[]
[]
[]
[]
[]
[]
[]
[]
[]
[]
[]
[]
[]
[]
[]
[]
[]
[]
[]
[]
[]
[]
[]
[]
[]
[]
[]
[]
[]
[]
[]
[]
[]
[]
[]
[]
[]
[]
[]
[]
[]
[]
[]
[]
[]
[]
[]
[]
[]
[]
[]
[]
[]
[]
[]
[]
[]
[]
[]
[]
[]
[]
[]
[]
[]
[]
[]
[]
[]
[]
[]
[]
[]
[]
[]
[]
[]
[]
[]
[]
[]
[]
[]
[]
[]
[]
[]
[]
[]
[]
[]
[]
[]
[]
[]
[]
[]
[]
[]
[]
[]
[]
[]
[]
[]
[]
[]
[]
[]
[]
[]
[]
[]
[]
[]
[]
[]
[]
[]
[]
[]
[]
[]
[]
[]
[]
[]
[]
[]
[]
[]
[]
[]
[]
[]
[]
[]
[]
[]
[]
[]
[]
[]
[]
[]
[]
[]
[]
[]
[]
[]
[]
[]
[]
[]
[]
[]
[]
[]
[]
[]
[]
[]
[]
[]
[]
[]
[]
[]
[]
[]
[]
[]
[]
[]
[]
[]
[]
[]
[]
[]
[]
[]
[]
[]
[]
[]
[]
[]
[]
[]
[]
[]
[]
[]
[]
[]
[]
[]
[]
[]
[]
[]
[]
[]
[]
[]
[]
[]
[]
[]
[]
[]
[]
[]
[]
[]
[]
[]
[]
[]
[]
[]
[]
[]
[]
[]
[]
[]
[]
[]
[]
[]
[]
[]
[]
[]
[]
[]
[]
[]
[]
[]
[]
[]
[]
[]
[]
[]
[]
[]
[]
[]
[]
[]
[]
[]
[]
[]
[]
[]
[]
[]
[]
[]
[]
[]
[]
[]
[]
[]
[]
[]
[]
[]
[]
[]
[]
[]
[]
[]
[]
[]
[]
[]
[]
[]
[]
[]
[]
[]
[]
[]
[]
[]
[]
[]
[]
[]
[]
[]
[]
[]
[]
[]
[]
[]
[]
[]
[]
[]
[]
[]
[]
[]
[]
[]
[]
[]
[]
[]
[]
[]
[]
[]
[]
[]
[]
[]
[]
[]
[]
[]
[]
[]
[]
[]
[]
[]
[]
[]
[]
[]
[]
[]
[]
[]
[]
[]
[]
[]
[]
[]
[]
[]
[]
[]
[]
[]
[]
[]
[]
[]
[]
[]
[]
[]
[]
[]
[]
[]
[]
[]
[]
[]
[]
[]
[]
[]
[]
[]
[]
[]
[]
[]
[]
[]
[]
[]
[]
[]
[]
[]
[]
[]
[]
[]
[]
[]
[]
[]
[]
[]
[]
[]
[]
[]
[]
[]
[]
[]
[]
[]
[]
[]
[]
[]
[]
[]
[]
[]
[]
[]
[]
[]
[]
[]
[]
[]
[]
[]
[]
[]
[]
[]
[]
[]
[]
[]
[]
[]
[]
[]
[]
[]
[]
[]
[]
[]
[]
[]
[]
[]
[]
[]
[]
[]
[]
[]
[]
[]
[]
[]
[]
[]
[]
[]
[]
[]
[]
[]
[]
[]
[]
[]
[]
[]
[]
[]
[]
[]
[]
[]
[]
[]
[]
[]
[]
[]
[]
[]
[]
[]
[]
[]
[]
[]
[]
[]
[]
[]
[]
[]
[]
[]
[]
[]
[]
[]
[]
[]
[]
[]
[]
[]
[]
[]
[]
[]
[]
[]
[]
[]
[]
[]
[]
[]
[]
[]
[]
[]
[]
[]
[]
[]
[]
[]
[]
[]
[]
[]
[]
[]
[]
[]
[]
[]
[]
[]
[]
[]
[]
[]
[]
[]
[]
[]
[]
[]
[]
[]
[]
[]
[]
[]
[]
[]
[]
[]
[]
[]
[]
[]
[]
[]
[]
[]
[]
[]
[]
[]
[]
[]
[]
[]
[]
[]
[]
[]
[]
[]
[]
[]
[]
[]
[]
[]
[]
[]
[]
[]
[]
[]
[]
[]
[]
[]
[]
[]
[]
[]
[]
[]
[]
[]
[]
[]
[]
[]
[]
[]
[]
[]
[]
[]
[]
[]
[]
[]
[]
[]
[]
[]
[]
[]
[]
[]
[]
[]
[]
[]
[]
[]
[]
[]
[]
[]
[]
[]
[]
[]
[]
[]
[]
[]
[]
[]
[]
[]
[]
[]
[]
[]
[]
[]
[]
[]
[]
[]
[]
[]
[]
[]
[]
[]
[]
[]
[]
[]
[]
[]
[]
[]
[]
[]
[]
[]
[]
[]
[]
[]
[]
[]
[]
[]
[]
[]
[]
[]
[]
[]
[]
[]
[]
[]
[]
[]
[]
[]
[]
[]
[]
[]
[]
[]
[]
[]
[]
[]
[]
[]
[]
[]
[]
[]
[]
[]
[]
[]
[]
[]
[]
[]
[]
[]
[]
[]
[]
[]
[]
[]
[]
[]
[]
[]
[]
[]
[]
[]
[]
[]
[]
[]
[]
[]
[]
[]
[]
[]
[]
[]
[]
[]
[]
[]
[]
[]
[]
[]
[]
[]
[]
[]
[]
[]
[]
[]
[]
[]
[]
[]
[]
[]
[]
[]
[]
[]
[]
[]
[]
[]
[]
[]
[]
[]
[]
[]
[]
[]
[]
[]
[]
[]
[]
[]
[]
[]
[]
[]
[]
[]
[]
[]
[]
[]
[]
[]
[]
[]
[]
[]
[]
[]
[]
[]
[]
[]
[]
[]
[]
[]
[]
[]
[]
[]
[]
[]
[]
[]
[]
[]
[]
[]
[]
[]
[]
[]
[]
[]
[]
[]
[]
[]
[]
[]
[]
[]
[]
[]
[]
[]
[]
[]
[]
[]
[]
[]
[]
[]
[]
[]
[]
[]
[]
[]
[]
[]
[]
[]
[]
[]
[]
[]
[]
[]
[]
[]
[]
[]
[]
[]
[]
[]
[]
[]
[]
[]
[]
[]
[]
[]
[]
[]
[]
[]
[]
[]
[]
[]
[]
[]
[]
[]
[]
[]
[]
[]
[]
[]
[]
[]
[]
[]
[]
[]
[]
[]
[]
[]
[]
[]
[]
[]
[]
[]
[]
[]
[]
[]
[]
[]
[]
[]
[]
[]
[]
[]
[]
[]
[]
[]
[]
[]
[]
[]
[]
[]
[]
[]
[]
[]
[]
[]
[]
[]
[]
[]
[]
[]
[]
[]
[]
[]
[]
[]
[]
[]
[]
[]
[]
[]
[]
[]
[]
[]
[]
[]
[]
[]
[]
[]
[]
[]
[]
[]
[]
[]
[]
[]
[]
[]
[]
[]
[]
[]
[]
[]
[]
[]
[]
[]
[]
[]
[]
[]
[]
[]
[]
[]
[]
[]
[]
[]
[]
[]
[]
[]
[]
[]
[]
[]
[]
[]
[]
[]
[]
[]
[]
[]
[]
[]
[]
[]
[]
[]
[]
[]
[]
[]
[]
[]
[]
[]
[]
[]
[]
[]
[]
[]
[]
[]
[]
[]
[]
[]
[]
[]
[]
[]
[]
[]
[]
[]
[]
[]
[]
[]
[]
[]
[]
[]
[]
[]
[]
[]
[]
[]
[]
[]
[]
[]
[]
[]
[]
[]
[]
[]
[]
[]
[]
[]
[]
[]
[]
[]
[]
[]
[]
[]
[]
[]
[]
[]
[]
[]
[]
[]
[]
[]
[]
[]
[]
[]
[]
[]
[]
[]
[]
[]
[]
[]
[]
[]
[]
[]
[]
[]
[]
[]
[]
[]
[]
[]
[]
[]
[]
[]
[]
[]
[]
[]
[]
[]
[]
[]
[]
[]
[]
[]
[]
[]
[]
[]
[]
[]
[]
[]
[]
[]
[]
[]
[]
[]
[]
[]
[]
[]
[]
[]
[]
[]
[]
[]
[]
[]
[]
[]
[]
[]
[]
[]
[]
[]
[]
[]
[]
[]
[]
[]
[]
[]
[]
[]
[]
[]
[]
[]
[]
[]
[]
[]
[]
[]
[]
[]
[]
[]
[]
[]
[]
[]
[]
[]
[]
[]
[]
[]
[]
[]
[]
[]
[]
[]
[]
[]
[]
[]
[]
[]
[]
[]
[]
[]
[]
[]
[]
[]
[]
[]
[]
[]
[]
[]
[]
[]
[]
[]
[]
[]
[]
[]
[]
[]
[]
[]
[]
[]
[]
[]
[]
[]
[]
[]
[]
[]
[]
[]
[]
[]
[]
[]
[]
[]
[]
[]
[]
[]
[]
[]
[]
[]
[]
[]
[]
[]
[]
[]
[]
[]
[]
[]
[]
[]
[]
[]
[]
[]
[]
[]
[]
[]
[]
[]
[]
[]
[]
[]
[]
[]
[]
[]
[]
[]
[]
[]
[]
[]
[]
[]
[]
[]
[]
[]
[]
[]
[]
[]
[]
[]
[]
[]
[]
[]
[]
[]
[]
[]
[]
[]
[]
[]
[]
[]
[]
[]
[]
[]
[]
[]
[]
[]
[]
[]
[]
[]
[]
[]
[]
[]
[]
[]
[]
[]
[]
[]
[]
[]
[]
[]
[]
[]
[]
[]
[]
[]
[]
[]
[]
[]
[]
[]
[]
[]
[]
[]
[]
[]
[]
[]
[]
[]
[]
[]
[]
[]
[]
[]
[]
[]
[]
[]
[]
[]
[]
[]
[]
[]
[]
[]
[]
[]
[]
[]
[]
[]
[]
[]
[]
[]
[]
[]
[]
[]
[]
[]
[]
[]
[]
[]
[]
[]
[]
[]
[]
[]
[]
[]
[]
[]
[]
[]
[]
[]
[]
[]
[]
[]
[]
[]
[]
[]
[]
[]
[]
[]
[]
[]
[]
[]
[]
[]
[]
[]
[]
[]
[]
[]
[]
[]
[]
[]
[]
[]
[]
[]
[]
[]
[]
[]
[]
[]
[]
[]
[]
[]
[]
[]
[]
[]
[]
[]
[]
[]
[]
[]
[]
[]
[]
[]
[]
[]
[]
[]
[]
[]
[]
[]
[]
[]
[]
[]
[]
[]
[]
[]
[]
[]
[]
[]
[]
[]
[]
[]
[]
[]
[]
[]
[]
[]
[]
[]
[]
[]
[]
[]
[]
[]
[]
[]
[]
[]
[]
[]
[]
[]
[]
[]
[]
[]
[]
[]
[]
[]
[]
[]
[]
[]
[]
[]
[]
[]
[]
[]
[]
[]
[]
[]
[]
[]
[]
[]
[]
[]
[]
[]
[]
[]
[]
[]
[]
[]
[]
[]
[]
[]
[]
[]
[]
[]
[]
[]
[]
[]
[]
[]
[]
[]
[]
[]
[]
[]
[]
[]
[]
[]
[]
[]
[]
[]
[]
[]
[]
[]
[]
[]
[]
[]
[]
[]
[]
[]
[]
[]
[]
[]
[]
[]
[]
[]
[]
[]
[]
[]
[]
[]
[]
[]
[]
[]
[]
[]
[]
[]
[]
[]
[]
[]
[]
[]
[]
[]
[]
[]
[]
[]
[]
[]
[]
[]
[]
[]
[]
[]
[]
[]
[]
[]
[]
[]
[]
[]
[]
[]
[]
[]
[]
[]
[]
[]
[]
[]
[]
[]
[]
[]
[]
[]
[]
[]
[]
[]
[]
[]
[]
[]
[]
[]
[]
[]
[]
[]
[]
[]
[]
[]
[]
[]
[]
[]
[]
[]
[]
[]
[]
[]
[]
[]
[]
[]
[]
[]
[]
[]
[]
[]
[]
[]
[]
[]
[]
[]
[]
[]
[]
[]
[]
[]
[]
[]
[]
[]
[]
[]
[]
[]
[]
[]
[]
[]
[]
[]
[]
[]
[]
[]
[]
[]
[]
[]
[]
[]
[]
[]
[]
[]
[]
[]
[]
[]
[]
[]
[]
[]
[]
[]
[]
[]
[]
[]
[]
[]
[]
[]
[]
[]
[]
[]
[]
[]
[]
[]
[]
[]
[]
[]
[]
[]
[]
[]
[]
[]
[]
[]
[]
[]
[]
[]
[]
[]
[]
[]
[]
[]
[]
[]
[]
[]
[]
[]
[]
[]
[]
[]
[]
[]
[]
[]
[]
[]
[]
[]
[]
[]
[]
[]
[]
[]
[]
[]
[]
[]
[]
[]
[]
[]
[]
[]
[]
[]
[]
[]
[]
[]
[]
[]
[]
[]
[]
[]
[]
[]
[]
[]
[]
[]
[]
[]
[]
[]
[]
[]
[]
[]
[]
[]
[]
[]
[]
[]
[]
[]
[]
[]
[]
[]
[]
[]
[]
[]
[]
[]
[]
[]
[]
[]
[]
[]
[]
[]
[]
[]
[]
[]
[]
[]
[]
[]
[]
[]
[]
[]
[]
[]
[]
[]
[]
[]
[]
[]
[]
[]
[]
[]
[]
[]
[]
[]
[]
[]
[]
[]
[]
[]
[]
[]
[]
[]
[]
[]
[]
[]
[]
[]
[]
[]
[]
[]
[]
[]
[]
[]
[]
[]
[]
[]
[]
[]
[]
[]
[]
[]
[]
[]
[]
[]
[]
[]
[]
[]
[]
[]
[]
[]
[]
[]
[]
[]
[]
[]
[]
[]
[]
[]
[]
[]
[]
[]
[]
[]
[]
[]
[]
[]
[]
[]
[]
[]
[]
[]
[]
[]
[]
[]
[]
[]
[]
[]
[]
[]
[]
[]
[]
[]
[]
[]
[]
[]
[]
[]
[]
[]
[]
[]
[]
[]
[]
[]
[]
[]
[]
[]
[]
[]
[]
[]
[]
[]
[]
[]
[]
[]
[]
[]
[]
[]
[]
[]
[]
[]
[]
[]
[]
[]
[]
[]
[]
[]
[]
[]
[]
[]
[]
[]
[]
[]
[]
[]
[]
[]
[]
[]
[]
[]
[]
[]
[]
[]
[]
[]
[]
[]
[]
[]
[]
[]
[]
[]
[]
[]
[]
[]
[]
[]
[]
[]
[]
[]
[]
[]
[]
[]
[]
[]
[]
[]
[]
[]
[]
[]
[]
[]
[]
[]
[]
[]
[]
[]
[]
[]
[]
[]
[]
[]
[]
[]
[]
[]
[]
[]
[]
[]
[]
[]
[]
[]
[]
[]
[]
[]
[]
[]
[]
[]
[]
[]
[]
[]
[]
[]
[]
[]
[]
[]
[]
[]
[]
[]
[]
[]
[]
[]
[]
[]
[]
[]
[]
[]
[]
[]
[]
[]
[]
[]
[]
[]
[]
[]
[]
[]
[]
[]
[]
[]
[]
[]
[]
[]
[]
[]
[]
[]
[]
[]
[]
[]
[]
[]
[]
[]
[]
[]
[]
[]
[]
[]
[]
[]
[]
[]
[]
[]
[]
[]
[]
[]
[]
[]
[]
[]
[]
[]
[]
[]
[]
[]
[]
[]
[]
[]
[]
[]
[]
[]
[]
[]
[]
[]
[]
[]
[]
[]
[]
[]
[]
[]
[]
[]
[]
[]
[]
[]
[]
[]
[]
[]
[]
[]
[]
[]
[]
[]
[]
[]
[]
[]
[]
[]
[]
[]
[]
[]
[]
[]
[]
[]
[]
[]
[]
[]
[]
[]
[]
[]
[]
[]
[]
[]
[]
[]
[]
[]
[]
[]
[]
[]
[]
[]
[]
[]
[]
[]
[]
[]
[]
[]
[]
[]
[]
[]
[]
[]
[]
[]
[]
[]
[]
[]
[]
[]
[]
[]
[]
[]
[]
[]
[]
[]
[]
[]
[]
[]
[]
[]
[]
[]
[]
[]
[]
[]
[]
[]
[]
[]
[]
[]
[]
[]
[]
[]
[]
[]
[]
[]
[]
[]
[]
[]
[]
[]
[]
[]
[]
[]
[]
[]
[]
[]
[]
[]
[]
[]
[]
[]
[]
[]
[]
[]
[]
[]
[]
[]
[]
[]
[]
[]
[]
[]
[]
[]
[]
[]
[]
[]
[]
[]
[]
[]
[]
[]
[]
[]
[]
[]
[]
[]
[]
[]
[]
[]
[]
[]
[]
[]
[]
[]
[]
[]
[]
[]
[]
[]
[]
[]
[]
[]
[]
[]
[]
[]
[]
[]
[]
[]
[]
[]
[]
[]
[]
[]
[]
[]
[]
[]
[]
[]
[]
[]
[]
[]
[]
[]
[]
[]
[]
[]
[]
[]
[]
[]
[]
[]
[]
[]
[]
[]
[]
[]
[]
[]
[]
[]
[]
[]
[]
[]
[]
[]
[]
[]
[]
[]
[]
[]
[]
[]
[]
[]
[]
[]
[]
[]
[]
[]
[]
[]
[]
[]
[]
[]
[]
[]
[]
[]
[]
[]
[]
[]
[]
[]
[]
[]
[]
[]
[]
[]
[]
[]
[]
[]
[]
[]
[]
[]
[]
[]
[]
[]
[]
[]
[]
[]
[]
[]
[]
[]
[]
[]
[]
[]
[]
[]
[]
[]
[]
[]
[]
[]
[]
[]
[]
[]
[]
[]
[]
[]
[]
[]
[]
[]
[]
[]
[]
[]
[]
[]
[]
[]
[]
[]
[]
[]
[]
[]
[]
[]
[]
[]
[]
[]
[]
[]
[]
[]
[]
[]
[]
[]
[]
[]
[]
[]
[]
[]
[]
[]
[]
[]
[]
[]
[]
[]
[]
[]
[]
[]
[]
[]
[]
[]
[]
[]
[]
[]
[]
[]
[]
[]
[]
[]
[]
[]
[]
[]
[]
[]
[]
[]
[]
[]
[]
[]
[]
[]
[]
[]
[]
[]
[]
[]
[]
[]
[]
[]
[]
[]
[]
[]
[]
[]
[]
[]
[]
[]
[]
[]
[]
[]
[]
[]
[]
[]
[]
[]
[]
[]
[]
[]
[]
[]
[]
[]
[]
[]
[]
[]
[]
[]
[]
[]
[]
[]
[]
[]
[]
[]
[]
[]
[]
[]
[]
[]
[]
[]
[]
[]
[]
[]
[]
[]
[]
[]
[]
[]
[]
[]
[]
[]
[]
[]
[]
[]
[]
[]
[]
[]
[]
[]
[]
[]
[]
[]
[]
[]
[]
[]
[]
[]
[]
[]
[]
[]
[]
[]
[]
[]
[]
[]
[]
[]
[]
[]
[]
[]
[]
[]
[]
[]
[]
[]
[]
[]
[]
[]
[]
[]
[]
[]
[]
[]
[]
[]
[]
[]
[]
[]
[]
[]
[]
[]
[]
[]
[]
[]
[]
[]
[]
[]
[]
[]
[]
[]
[]
[]
[]
[]
[]
[]
[]
[]
[]
[]
[]
[]
[]
[]
[]
[]
[]
[]
[]
[]
[]
[]
[]
[]
[]
[]
[]
[]
[]
[]
[]
[]
[]
[]
[]
[]
[]
[]
[]
[]
[]
[]
[]
[]
[]
[]
[]
[]
[]
[]
[]
[]
[]
[]
[]
[]
[]
[]
[]
[]
[]
[]
[]
[]
[]
[]
[]
[]
[]
[]
[]
[]
[]
[]
[]
[]
[]
[]
[]
[]
[]
[]
[]
[]
[]
[]
[]
[]
[]
[]
[]
[]
[]
[]
[]
[]
[]
[]
[]
[]
[]
[]
[]
[]
[]
[]
[]
[]
[]
[]
[]
[]
[]
[]
[]
[]
[]
[]
[]
[]
[]
[]
[]
[]
[]
[]
[]
[]
[]
[]
[]
[]
[]
[]
[]
[]
[]
[]
[]
[]
[]
[]
[]
[]
[]
[]
[]
[]
[]
[]
[]
[]
[]
[]
[]
[]
[]
[]
[]
[]
[]
[]
[]
[]
[]
[]
[]
[]
[]
[]
[]
[]
[]
[]
[]
[]
[]
[]
[]
[]
[]
[]
[]
[]
[]
[]
[]
[]
[]
[]
[]
[]
[]
[]
[]
[]
[]
[]
[]
[]
[]
[]
[]
[]
[]
[]
[]
[]
[]
[]
[]
[]
[]
[]
[]
[]
[]
[]
[]
[]
[]
[]
[]
[]
[]
[]
[]
[]
[]
[]
[]
[]
[]
[]
[]
[]
[]
[]
[]
[]
[]
[]
[]
[]
[]
[]
[]
[]
[]
[]
[]
[]
[]
[]
[]
[]
[]
[]
[]
[]
[]
[]
[]
[]
[]
[]
[]
[]
[]
[]
[]
[]
[]
[]
[]
[]
[]
[]
[]
[]
[]
[]
[]
[]
[]
[]
[]
[]
[]
[]
[]
[]
[]
[]
[]
[]
[]
[]
[]
[]
[]
[]
[]
[]
[]
[]
[]
[]
[]
[]
[]
[]
[]
[]
[]
[]
[]
[]
[]
[]
[]
[]
[]
[]
[]
[]
[]
[]
[]
[]
[]
[]
[]
[]
[]
[]
[]
[]
[]
[]
[]
[]
[]
[]
[]
[]
[]
[]
[]
[]
[]
[]
[]
[]
[]
[]
[]
[]
[]
[]
[]
[]
[]
[]
[]
[]
[]
[]
[]
[]
[]
[]
[]
[]
[]
[]
[]
[]
[]
[]
[]
[]
[]
[]
[]
[]
[]
[]
[]
[]
[]
[]
[]
[]
[]
[]
[]
[]
[]
[]
[]
[]
[]
[]
[]
[]
[]
[]
[]
[]
[]
[]
[]
[]
[]
[]
[]
[]
[]
[]
[]
[]
[]
[]
[]
[]
[]
[]
[]
[]
[]
[]
[]
[]
[]
[]
[]
[]
[]
[]
[]
[]
[]
[]
[]
[]
[]
[]
[]
[]
[]
[]
[]
[]
[]
[]
[]
[]
[]
[]
[]
[]
[]
[]
[]
[]
[]
[]
[]
[]
[]
[]
[]
[]
[]
[]
[]
[]
[]
[]
[]
[]
[]
[]
[]
[]
[]
[]
[]
[]
[]
[]
[]
[]
[]
[]
[]
[]
[]
[]
[]
[]
[]
[]
[]
[]
[]
[]
[]
[]
[]
[]
[]
[]
[]
[]
[]
[]
[]
[]
[]
[]
[]
[]
[]
[]
[]
[]
[]
[]
[]
[]
[]
[]
[]
[]
[]
[]
[]
[]
[]
[]
[]
[]
[]
[]
[]
[]
[]
[]
[]
[]
[]
[]
[]
[]
[]
[]
[]
[]
[]
[]
[]
[]
[]
[]
[]
[]
[]
[]
[]
[]
[]
[]
[]
[]
[]
[]
[]
[]
[]
[]
[]
[]
[]
[]
[]
[]
[]
[]
[]
[]
[]
[]
[]
[]
[]
[]
[]
[]
[]
[]
[]
[]
[]
[]
[]
[]
[]
[]
[]
[]
[]
[]
[]
[]
[]
[]
[]
[]
[]
[]
[null,null,null,null,null,null,null,null,null,null,null,null,null,null,null,null,null,null,null,null,null,null,null,null,null,null,null,null,null,null,null,null,null,null,null,null,null,null,null,null,null,null,null,null,null,null,null,null,null,null,null,null,null,null,null,null,null,null,null,null,null,null,null,null,null,null,null,null,null,null,null,null,null,null,null,null,null,null,null,null,null,null,null,null,null,null,null,null,null,null,null,null,null,null,null,null,null,null,null,null,null,null,null,null,null,null,null,null,null,null,null,null,null,null,null,null,null,null,null,null,null,null,null,null,null,null,null,null,null,null,null,null,null,null,null,null,null,null,null,null,null,null,null,null,null,null,null,null,null,null,null,null,null,null,null,null,null,null,null,null,null,null,null,null,null,null,null,null,null,null,null,null,null,null,null,null,null,null,null,null,null,null,null,null,null,null,null,null,null,null,null,null,null,null,null,null,null,null,null,null,null,null,null,null,null,null,null,null,null,null,null,null,null,null,null,null,null,null,null,null,null,null,null,null,null,null,null,null,null,null,null,null,null,null,null,null,null,null,null,null,null,null,null,null,null,null,null,"Computing"]

{"sheet":"Time Zones","index":1,"n_rows":41,"n_cols":4,"rows_kept":41,"cut":false,"hidden":false,"merged":[]}
["QUAL2K"]
["Stream Water Quality Model"]
["Boulder Creek (8/21/1987)"]
["Time Zone Information"]
[]
[]
["Hour Off-Set:","Military","Designation","Additional Places"]
[-12,"Yankee","International Date Line "]
[-11,"X-ray","Pacific Ocean ","Samoa"]
[-10,"Whiskey","Hawaii ","Hawaii, Aleutians"]
[-9.5,null,null,"Marquesas"]
[-9,"Victor","Alaska Time "]
[-8,"Uniform","Pacific Standard Time ","LA, Vancouver, Mexico Baja"]
[-7,"Tango","Mountain Standard Time ","Denver, Calgary, Mexico Sonora"]
[-6,"Sierra","Central Standard Time ","Chicago, Mexico"]
[-5,"Romeo","Eastern Standard Time ","Boston, Montreal, Columbia"]
[-4,"Quebec","Atlantic Time ","Chile, Venezuela"]
[-3.5,null,"Newfoundland Time "]
[-3,"Papa","Greenland Time ","Brazil East, Argentina"]
[-2,"Oscar","Atlantic Ocean ","Antarctica"]
[-1,"November","SE Greenland ","Azores"]
[0,"Zulu","Greenwich, England ","UK, Morocco, Ghana"]
[1,"Alpha","Mid Europe/Africa ","Germany, France, Spain, Algeria, Congo"]
[2,"Bravo","E Europe, E Central Africa ","Greece, Turkey, Israel, Libya, South Africa"]
[3,"Charlie","Moscow, Mid-East, E Africa ","Iraq, Kenya, Saudi Arabia, Tanzania"]
[3.5,null,"Iran "]
[4,"Delta","NW Caspian Sea ","Russian Federation Zone 3"]
[4.5,null,"Afghanistan "]
[5,"Echo","Ural Mountains, Russia ","Pakistan"]
[5.5,null,"India ","Sri Lanka"]
[5.75,null,null,"Nepal"]
[6,"Foxtrot","Almaty (Alma ATA), Russia ","Bangladesh"]
[6.5,null,"Myanamar"]
[7,"Golf","W Mongolia ","Indonesia, Thailand, Vietnam"]
[8,"Hotel","China ","Phillipines"]
[9,"India","Japan ","Korea"]
[9.5,null,"Mid Australia "]
[10,"Kilo","Eastern Russia; Sydney, Australia"]
[11,"Lima","Kamchatskiy, E Russia ","Solomons"]
[11.5,null,null,"Norfolk Islands"]
[12,"Mike","International Date Line ","New Zealand"]

{"sheet":"Headwater","index":2,"n_rows":114,"n_cols":26,"rows_kept":114,"cut":false,"hidden":false,"merged":[[60,0,60,25],[61,4,61,7],[61,8,61,11],[61,12,61,17],[61,19,64,25],[87,0,87,25],[88,4,88,7],[88,8,88,11],[88,12,88,17],[88,19,91,25],[6,0,6,25],[7,4,7,7],[7,8,7,11],[7,12,7,17],[7,19,10,25],[33,0,33,25],[34,4,34,7],[34,8,34,11],[34,12,34,17],[34,19,37,25]]}
["QUAL2K"]
["Stream Water Quality Model"]
["Lick Creek (8/18/2019)"]
["Headwater Data:"]
[]
["Number of Headwaters",1]
["Headwater 0 (Mainstem )"]
["Headwater label","Reach No","Flow","Elevation","Weir",null,null,null,"                           Rating Curves",null,null,null,"                                      Manning Formula",null,null,null,null,null,"Prescribed"]
[null,null,"Rate",null,"Weir","Height","Width","adam","bdam","             Velocity",null,"             Depth",null,"Channel","Manning","Bot Width","Side","Side","Dispersion"]
[null,null,"(m3/s)","(m)","Type","(m)","(m)",null,null,"Coefficient","Exponent","Coefficient","Exponent","Slope","n","m","Slope","Slope","m2/s"]
["Mainstem headwater",1,0.38297132243277798,172.46651470559999,null,0,0,1.25,0.9,0,0,0,0,1.1000000000000001E-3,0.05,3.048,6.6666666666666696,6.6666666666666696,0]
["Water Quality Constituents","Units","00:00:00","01:00:00","02:00:00","03:00:00","04:00:00","05:00:00","06:00:00","07:00:00","08:00:00","09:00:00","10:00:00","11:00:00","12:00:00","13:00:00","14:00:00","15:00:00","16:00:00","17:00:00","18:00:00","19:00:00","20:00:00","21:00:00","22:00:00","23:00:00"]
["Temperature","C",27,27,27,27,27,27,27,27,27,27,27,27,27,27,27,27,27,27,27,27,27,27,27,27]
["Conductivity","umhos",219.5,219.2,218.3,217.4,216.8,216,215.6,214.6,214.2,214.4,215.9,218,220.5,223.1,225.8,227.3,228.4,228.2,227.2,226.5,225.4,224.1,222.6,222.3]
["Inorganic Solids","mgD/L",null,null,null,null,null,null,null,null,null,null,null,3]
["Dissolved Oxygen","mg/L",6,6,6,6,6,6,6,6,6,6,6,6,6,6,6,6,6,6,6,6,6,6,6,6]
["CBODslow","mgO2/L"]
["CBODfast","mgO2/L",null,null,null,null,null,null,null,null,null,null,null,1.5]
["Organic Nitrogen","ugN/L",null,null,null,null,null,null,null,null,null,null,null,0]
["NH4-Nitrogen","ugN/L",null,null,null,null,null,null,null,null,null,null,null,100]
["NO3-Nitrogen","ugN/L",null,null,null,null,null,null,null,null,null,null,null,220]
["Organic Phosphorus","ugP/L",null,null,null,null,null,null,null,null,null,null,null,0]
["Inorganic Phosphorus (SRP)","ugP/L",null,null,null,null,null,null,null,null,null,null,null,54]
["Phytoplankton","ugA/L",null,null,null,null,null,null,null,null,null,null,null,23.6]
["Internal Nitrogen (INP)","ugN/L"]
["Internal Phosphorus (IPP)","ugP/L"]
["Detritus (POM)","mgD/L",null,null,null,null,null,null,null,null,null,null,null,2]
["Pathogen","cfu/100 mL",null,null,null,null,null,null,null,null,null,null,null,0]
["Alkalinity","mgCaCO3/L",116,116,116,116,116,116,116,116,116,116,116,116,116,116,116,116,116,116,116,116,116,116,116,116]
["Constituent i"]
["Constituent ii"]
["Constituent iii"]
["pH","s.u.",7.6,7.6,7.6,7.59,7.59,7.59,7.59,7.6,7.63,7.67,7.71,7.76,7.8,7.84,7.87,7.89,7.88,7.85,7.8,7.73,7.68,7.65,7.64,7.62]
["Headwater 1 (Tributary 1)"]
["Headwater label","Reach No","Flow","Elevation","Weir",null,null,null,"                           Rating Curves",null,null,null,"                                      Manning Formula",null,null,null,null,null,"Prescribed"]
[null,null,"Rate",null,"Weir","Height","Width","adam","bdam","             Velocity",null,"             Depth",null,"Channel","Manning","Bot Width","Side","Side","Dispersion"]
[null,null,"(m3/s)","(m)","Type","(m)","(m)",null,null,"Coefficient","Exponent","Coefficient","Exponent","Slope","n","m","Slope","Slope","m2/s"]
[]
["Water Quality Constituents","Units","00:00:00","01:00:00","02:00:00","03:00:00","04:00:00","05:00:00","06:00:00","07:00:00","08:00:00","09:00:00","10:00:00","11:00:00","12:00:00","13:00:00","14:00:00","15:00:00","16:00:00","17:00:00","18:00:00","19:00:00","20:00:00","21:00:00","22:00:00","23:00:00"]
["Temperature","C"]
["Conductivity","umhos"]
["Inorganic Solids","mgD/L"]
["Dissolved Oxygen","mg/L"]
["CBODslow","mgO2/L"]
["CBODfast","mgO2/L"]
["Organic Nitrogen","ugN/L"]
["NH4-Nitrogen","ugN/L"]
["NO3-Nitrogen","ugN/L"]
["Organic Phosphorus","ugP/L"]
["Inorganic Phosphorus (SRP)","ugP/L"]
["Phytoplankton","ugA/L"]
["Internal Nitrogen","ugN/L"]
["Internal Phosphorus","ugP/L"]
["Detritus (POM)","mgD/L"]
["Pathogen","cfu/100 mL"]
["Alkalinity","mgCaCO3/L"]
["Constituent i"]
["Constituent ii"]
["Constituent iii"]
["pH","s.u."]
["Headwater 2 (Tributary 2) "]
["Headwater label","Reach No","Flow","Elevation","Weir",null,null,null,"                           Rating Curves",null,null,null,"                                      Manning Formula",null,null,null,null,null,"Prescribed"]
[null,null,"Rate",null,"Weir","Height","Width","adam","bdam","             Velocity",null,"             Depth",null,"Channel","Manning","Bot Width","Side","Side","Dispersion"]
[null,null,"(m3/s)","(m)","Type","(m)","(m)",null,null,"Coefficient","Exponent","Coefficient","Exponent","Slope","n","m","Slope","Slope","m2/s"]
[]
["Water Quality Constituents","Units","00:00:00","01:00:00","02:00:00","03:00:00","04:00:00","05:00:00","06:00:00","07:00:00","08:00:00","09:00:00","10:00:00","11:00:00","12:00:00","13:00:00","14:00:00","15:00:00","16:00:00","17:00:00","18:00:00","19:00:00","20:00:00","21:00:00","22:00:00","23:00:00"]
["Temperature","C"]
["Conductivity","umhos"]
["Inorganic Solids","mgD/L"]
["Dissolved Oxygen","mg/L"]
["CBODslow","mgO2/L"]
["CBODfast","mgO2/L"]
["Organic Nitrogen","ugN/L"]
["NH4-Nitrogen","ugN/L"]
["NO3-Nitrogen","ugN/L"]
["Organic Phosphorus","ugP/L"]
["Inorganic Phosphorus (SRP)","ugP/L"]
["Phytoplankton","ugA/L"]
["Internal Nitrogen","ugN/L"]
["Internal Phosphorus","ugP/L"]
["Detritus (POM)","mgD/L"]
["Pathogen","cfu/100 mL"]
["Alkalinity","mgCaCO3/L"]
["Constituent i"]
["Constituent ii"]
["Constituent iii"]
["pH","s.u."]
["Headwater 3 (Tributary 3) "]
["Headwater label","Reach No","Flow","Elevation","Weir",null,null,null,"                           Rating Curves",null,null,null,"                                      Manning Formula",null,null,null,null,null,"Prescribed"]
[null,null,"Rate",null,"Weir","Height","Width","adam","bdam","             Velocity",null,"             Depth",null,"Channel","Manning","Bot Width","Side","Side","Dispersion"]
[null,null,"(m3/s)","(m)","Type","(m)","(m)",null,null,"Coefficient","Exponent","Coefficient","Exponent","Slope","n","m","Slope","Slope","m2/s"]
[]
["Water Quality Constituents","Units","00:00:00","01:00:00","02:00:00","03:00:00","04:00:00","05:00:00","06:00:00","07:00:00","08:00:00","09:00:00","10:00:00","11:00:00","12:00:00","13:00:00","14:00:00","15:00:00","16:00:00","17:00:00","18:00:00","19:00:00","20:00:00","21:00:00","22:00:00","23:00:00"]
["Temperature","C"]
["Conductivity","umhos"]
["Inorganic Solids","mgD/L"]
["Dissolved Oxygen","mg/L"]
["CBODslow","mgO2/L"]
["CBODfast","mgO2/L"]
["Organic Nitrogen","ugN/L"]
["NH4-Nitrogen","ugN/L"]
["NO3-Nitrogen","ugN/L"]
["Organic Phosphorus","ugP/L"]
["Inorganic Phosphorus (SRP)","ugP/L"]
["Phytoplankton","ugA/L"]
["Internal Nitrogen","ugN/L"]
["Internal Phosphorus","ugP/L"]
["Detritus (POM)","mgD/L"]
["Pathogen","cfu/100 mL"]
["Alkalinity","mgCaCO3/L"]
["Constituent i"]
["Constituent ii"]
["Constituent iii"]
["pH","s.u."]

{"sheet":"Downstream","index":3,"n_rows":29,"n_cols":26,"rows_kept":29,"cut":false,"hidden":false,"merged":[]}
["QUAL2K"]
["Stream Water Quality Model"]
["Lick Creek (8/18/2019)"]
["Downstream Boundary Data:"]
[]
[]
["Prescribed downstream boundary?","No"]
["Downstream Boundary Water Quality (optional)","Units","00:00:00","01:00:00","02:00:00","03:00:00","04:00:00","05:00:00","06:00:00","07:00:00","08:00:00","09:00:00","10:00:00","11:00:00","12:00:00","13:00:00","14:00:00","15:00:00","16:00:00","17:00:00","18:00:00","19:00:00","20:00:00","21:00:00","22:00:00","23:00:00"]
["Temperature","C"]
["Conductivity","umhos"]
["Inorganic Solids","mgD/L"]
["Dissolved Oxygen","mg/L"]
["CBODslow","mgO2/L"]
["CBODfast","mgO2/L"]
["Organic Nitrogen","ugN/L"]
["NH4-Nitrogen","ugN/L"]
["NO3-Nitrogen","ugN/L"]
["Organic Phosphorus","ugP/L"]
["Inorganic Phosphorus (SRP)","ugP/L"]
["Phytoplankton","ugA/L"]
["Internal Nitrogen (INP)","ugN/L"]
["Internal Phosphorus (IPP)","ugP/L"]
["Detritus (POM)","mgD/L"]
["Pathogen","cfu/100 mL"]
["Alkalinity","mgCaCO3/L"]
["Constituent i"]
["Constituent ii"]
["Constituent iii"]
["pH","s.u."]

{"sheet":"Reach","index":4,"n_rows":30,"n_cols":40,"rows_kept":30,"cut":false,"hidden":false,"merged":[[5,18,5,31],[6,18,6,22],[7,12,7,14],[7,15,7,17],[6,7,6,8],[6,10,6,11],[6,12,6,17]]}
["QUAL2K"]
["Stream Water Quality Model"]
["Lick Creek (8/18/2019)"]
["Reach Data:"]
[]
["Reach for diel plot",14,null,null,null,null,null,null,null,null,null,null,null,null,null,null,null,null,"                           Hydraulic Model (Weir Overrides Manning Formula; Manning Formula Override Rating Curves)"]
["Element for diel plot",1,"Reach","Headwater","Reach",null,null,"Location",null,"Element","Elevation",null,"Downstream",null,null,null,null,null,"Weir",null,null,null,null,"                           Rating Curves",null,null,null,"                                      Manning Formula",null,null,null,null,"Prescribed","Bottom ","Bottom ","Prescribed","Prescribed","Prescribed","Prescribed","Prescribed"]
["Reach","Downstream","Number","Reach","length","        Downstream",null,"Upstream","Downstream","Number","Upstream","Downstream","Latitude",null,null,"Longitude",null,null,"Weir","Height","Width","adam","bdam","             Velocity",null,"             Depth",null,"Channel","Manning","Bot Width","Side","Side","Dispersion","Algae","SOD","SOD","CH4 flux","NH4 flux","Inorg P flux","Evap"]
["Label","end of reach label",null,null,"(km)","Latitude","Longitude","(km)","(km)",">=1","(m)","(m)","Degrees","Minutes","Seconds","Degrees","Minutes","Seconds","Type","(m)","(m)",null,null,"Coefficient","Exponent","Coefficient","Exponent","Slope","n","m","Slope","Slope","m2/s","Coverage","Coverage","gO2/m2/d","gO2/m2/d","mgN/m2/d","mgP/m2/d","mm/d"]
["Mainstream Headwater",null,1,"Yes",0.48690932809889986,35.842669999999998,86.751716999999999,17.496909328098901,17.010000000000002,5,172.03674000000001,170.90242360623,35,50,33.611999999993699,-87,14,53.818800000002497,null,0,0,1.25,0.9,0,0,0,0,2.3E-3,0.05,3.048,6.6666666666666696,6.6666666666666696,0,0.44,0.44,3,0,0,0,0]
[null,null,2,null,0.6901947062338003,35.839086999999999,86.748872000000006,17.010000000000002,16.319805293766201,7,170.90242360623,168.694308271578,35,50,20.7131999999973,-87,15,4.0607999999792801,null,0,0,1.25,0.9,0,0,0,0,3.2000000000000002E-3,7.4999999999999997E-2,2.4384000000000001,5.1118210862619797,3.8338658146964901,0,0.44,0.44,3,0,0,0,0]
[null,null,3,null,0.2696809353702001,35.835281000000002,86.743280999999996,16.319805293766201,16.050124358396001,3,168.694308271578,168.378019615271,35,50,7.0116000000069798,-87,15,24.188400000014099,null,0,0,1.25,0.9,0,0,0,0,1.1999999999999999E-3,0.06,3.9624000000000001,4.9645390070922,6.3829787234042596,0,0.44,0.44,3,0,0,0,0]
[null,null,4,null,0.23531168847000039,35.835483000000004,86.740538000000001,16.050124358396001,15.814812669926001,2,168.378019615271,168.10204008539699,35,50,7.7388000000127004,-87,15,34.063199999997103,null,0,0,1.25,0.9,0,0,0,0,1.1999999999999999E-3,0.05,3.048,1.875,3.125,0,0.33,0.44,3,0,0,0,0]
[null,null,5,null,0.68998792992040059,35.836554,86.738680000000002,15.814812669926001,15.1248247400056,7,168.10204008539699,166.51668240672299,35,50,11.594399999998499,-87,15,40.751999999992002,null,0,0,1.25,0.9,0,0,0,0,2.3E-3,5.5E-2,1.8288,3.1446540880503102,4.4025157232704402,0,0.27500000000000002,0.44,3,0,0,0,0]
[null,null,6,null,0.95456041745410047,35.839475,86.734103000000005,15.1248247400056,14.1702643225515,1,166.51668240672299,165.44948862133501,35,50,22.110000000000699,-87,15,57.2291999999834,null,0,0,1.25,0.9,0,0,0,0,1.1000000000000001E-3,0.05,1.8288,4.7904191616766498,6.5868263473053901,0,0.24199999999999999,0.44,3,0,0,0,0]
[null,null,7,null,0.97866704868259902,35.831555000000002,86.732105000000004,14.1702643225515,13.191597273868901,1,165.44948862133501,163.74795007827299,35,49,53.598000000005797,-87,16,4.4219999999847897,null,0,0,1.25,0.9,0,0,0,0,1.6999999999999999E-3,0.05,1.2192000000000001,3.3333333333333299,4.4444444444444402,0,0.24199999999999999,0.44,3,0,0,0,0]
[null,null,8,null,1.4746254008120001,35.837366000000003,86.727502000000001,13.191597273868901,11.716971873056901,1,163.74795007827299,161.67827806480699,35,50,14.517600000010599,-87,16,20.9927999999957,null,0,0,1.25,0.9,0,0,0,0,1.4E-3,0.06,2.1335999999999999,4.0201005025125598,5.0251256281407004,0,0.22,0.44,3,0,0,0,0]
["Tatum Creek Confluence - RM 7.34",null,9,null,0.62904317187060066,35.834594000000003,86.718406999999999,11.716971873056901,11.0879287011863,1,161.67827806480699,160.63689676813499,35,50,4.5384000000098004,-87,16,53.734800000003098,null,0,0,1.25,0.9,0,0,0,0,1.6999999999999999E-3,0.06,1.2192000000000001,15.300546448087401,1.0928961748633901,0,0.187,0.44,3,0,0,0,0]
[null,null,10,null,1.0692475097841001,35.829194999999999,86.718907000000002,11.0879287011863,10.0186811914022,1,160.63689676813499,159.102323679623,35,49,45.101999999994902,-87,16,51.934799999994503,null,0,0,1.25,0.9,0,0,0,0,1.4E-3,5.5E-2,3.3527999999999998,0.57471264367816099,7.4712643678160902,0,0.187,0.44,3,0,0,0,0]
[null,null,11,null,0.46293632118604044,35.823476999999997,86.727203000000003,10.0186811914022,9.5557448702161594,1,159.102323679623,158.56520046531199,35,49,24.5171999999889,-87,16,22.0691999999895,null,0,0,1.25,0.9,0,0,0,0,1.1999999999999999E-3,0.05,0.91439999999999999,4.91071428571429,6.25,0,0.187,0.44,3,0,0,0,0]
["Dog Creek Confluence - RM 5.99",null,12,null,0.76036015166847015,35.820255000000003,86.726123000000001,9.5557448702161594,8.7953847185476892,1,158.56520046531199,157.62597556942401,35,49,12.918000000011,-87,16,25.957199999995701,null,0,0,1.25,0.9,0,0,0,0,1.1999999999999999E-3,7.0000000000000007E-2,3.048,3.0303030303030298,3.4632034632034601,0,0.187,0.44,3,0,0,0,0]
[null,null,13,null,1.233275624535179,35.818226000000003,86.718564000000001,8.7953847185476892,7.5621090940125102,1,157.62597556942401,156.10258804377099,35,49,5.6136000000100204,-87,16,53.1695999999977,null,0,0,1.25,0.9,0,0,0,0,1.1999999999999999E-3,6.5000000000000002E-2,0.91439999999999999,12.0331950207469,1.2448132780083001,0,0.16500000000000001,0.44,3,0,0,0,0]
["Fort Cooper Creek Confluence - RM 4.75",null,14,null,0.37571170797723052,35.811694000000003,86.711893000000003,7.5621090940125102,7.1863973860352797,1,156.10258804377099,154.53811782584199,35,48,42.098400000010102,-87,17,17.185199999987599,null,0,0,1.25,0.9,0,0,0,0,4.1999999999999997E-3,0.05,1.524,1.25,1.25,0,0.16500000000000001,0.44,3,0,0,0,0]
[null,null,15,null,0.91884090659708928,35.809184999999999,86.709316999999999,7.1863973860352797,6.2675564794381904,1,154.53811782584199,153.414899634412,35,48,33.0659999999978,-87,17,26.458800000004899,null,0,0,1.25,0.9,0,0,0,0,1.1999999999999999E-3,0.06,1.8288,8.3333333333333304,2.5,0,0.16500000000000001,0.44,3,0,0,0,0]
["Hassell Creek Confluence - RM 4.51",null,16,null,0.88195096377757043,35.802295000000001,86.711995999999999,6.2675564794381904,5.38560551566062,1,153.414899634412,152.71514086283301,35,48,8.2620000000031304,-87,17,16.814400000002902,null,0,0,1.25,0.9,0,0,0,0,8.0000000000000004E-4,0.06,4.5720000000000001,5,7.5,0,0.16500000000000001,0.44,3,0,0,0,0]
[null,null,17,null,0.48476914448738029,35.799258999999999,86.703861000000003,5.38560551566062,4.9008363711732397,1,152.71514086283301,152.33051464779601,35,47,57.332399999997399,-87,17,46.1003999999878,null,0,0,1.25,0.9,0,0,0,0,8.0000000000000004E-4,5.5E-2,3.9624000000000001,5.2631578947368398,14.7368421052632,0,0.16500000000000001,0.44,3,0,0,0,0]
[null,null,18,null,0.83197595737676977,35.799992000000003,86.703378000000001,4.9008363711732397,4.0688604137964699,1,152.33051464779601,151.02050089150899,35,47,59.971200000011301,-87,17,47.839199999997398,null,0,0,1.25,0.9,0,0,0,0,1.6000000000000001E-3,0.05,1.8288,0.8,5.6,0,0.22,0.44,3,0,0,0,0]
[null,null,19,null,2.4228856024676597,35.806843999999998,86.700451999999999,4.0688604137964699,1.64597481132881,7,151.02050089150899,148.60611823834799,35,48,24.638399999993201,-87,17,58.372800000005299,null,0,0,1.25,0.9,0,0,0,0,1E-3,6.5000000000000002E-2,3.048,1.968504,5.9055119999999999,0,0.187,0.44,3,0,0,0,0]
["Downstream sampling Location - RM 1",null,20,null,0.685598810060843,35.794668999999999,86.691333999999998,1.64597481132881,0.96037600126796696,5,148.60611823834799,147.05796089005301,35,47,40.808399999996297,-87,18,31.1976000000084,null,0,0,1.25,0.9,0,0,0,0,2.3E-3,6.5000000000000002E-2,3.048,1.5306120000000001,8.6734690000000008,0,0.187,0.44,3,0,0,0,0]
[null,null,21,null,0.96037600126796696,35.791245000000004,86.694444000000004,0.96037600126796696,0,1,147.05796089005301,145.47130819639301,35,47,28.4820000000127,-87,18,20.001599999984599,null,0,0,1.25,0.9,0,0,0,0,1.6999999999999999E-3,0.05,1.524,2.1052629999999999,10.52632,0,0.187,0.44,3,0,0,0,0]

{"sheet":"Reach Rates","index":5,"n_rows":30,"n_cols":27,"rows_kept":30,"cut":false,"hidden":false,"merged":[[5,24,5,26],[5,4,5,5],[5,7,5,8],[5,10,5,11],[5,12,5,13],[5,15,5,19],[5,20,5,23]]}
["QUAL2K"]
["Stream Water Quality Model"]
["Lick Creek (8/18/2019)"]
["Reach Rates and Velocities:"]
[]
[null,null,null,"ISS","Slow CBOD",null,"Fast CBOD","Organic N",null,"Ammonium","Nitrate",null,"Organic P",null,"Inorganic P","Phytoplankton",null,null,null,null,"Bottom Algae",null,null,null,"Detritus"]
["Reach","Reach","Prescribed","Settling","Hydrolysis","Oxidation","Oxidation","Hydrolysis","Settling","Nitrification","Denitri","Sed Denitri","Hydrolysis","Settling","Settling","Max Growth","Respiration","Excretion","Death","Settling","Max Growth","Respiration","Excretion","Death","Dissolution","Settling","Fraction"]
["Number","Label","Reaeration","Velocity","Rate","Rate","Rate","Rate","Velocity","Rate","Rate","transfer coeff","Rate","Velocity","Velocity","Rate","Rate","Rate","Rate","Velocity","Rate","Rate","Rate","Rate","Rate","Velocity","fast CBOD"]
[null,null,"/d","m/d","/d","/d","/d","/d","m/d","/d","m/d","m/d","/d","m/d","m/d","/d","/d","/d","/d","m/d","mgA/m2/d or /d","mgA/m2/d or /d","mgA/m2/d or /d","mgA/m2/d or /d","/d","m/d"]
[1,"Mainstream Headwater"]
[2,""]
[3,""]
[4,""]
[5,""]
[6,""]
[7,""]
[8,""]
[9,"Tatum Creek Confluence - RM 7.34"]
[10,""]
[11,""]
[12,"Dog Creek Confluence - RM 5.99"]
[13,""]
[14,"Fort Cooper Creek Confluence - RM 4.75"]
[15,""]
[16,"Hassell Creek Confluence - RM 4.51"]
[17,""]
[18,""]
[19,""]
[20,"Downstream sampling Location - RM 1"]
[21,""]

{"sheet":"Air Temperature","index":6,"n_rows":30,"n_cols":30,"rows_kept":30,"cut":false,"hidden":false,"merged":[]}
["QUAL2K"]
["Stream Water Quality Model"]
["Lick Creek (8/18/2019)"]
["Air Temperature Data:"]
[]
[]
[null,null,null,null,"Upstream","Downstream","00:00:00","01:00:00","02:00:00","03:00:00","04:00:00","05:00:00","06:00:00","07:00:00","08:00:00","09:00:00","10:00:00","11:00:00","12:00:00","13:00:00","14:00:00","15:00:00","16:00:00","17:00:00","18:00:00","19:00:00","20:00:00","21:00:00","22:00:00","23:00:00"]
["Upstream","Reach","Downstream","Reach","Distance","Distance","Hourly air temperature for each reach (degrees C)"]
["Label","Label","Label","Number","km","km","(The input values are applied as point estimates at each time. Linear interpolation is used to estimate values between the hourly inputs.)"]
["Mainstem headwater","Mainstream Headwater",null,1,17.496909328098901,17.010000000000002,24.6111111111111,23.6111111111111,23.0555555555556,22.0555555555556,21.0555555555556,20.3888888888889,19.2777777777778,19.3333333333333,21.7777777777778,25.8333333333333,28.3888888888889,31.7777777777778,33.5,33.8333333333333,35.2222222222222,34.4444444444444,33.2222222222222,32,30.5555555555556,28.2777777777778,26.8888888888889,25.2222222222222,24.5555555555556,23.5555555555556]
[null,null,null,2,17.010000000000002,16.319805293766201,24.6111111111111,23.6111111111111,23.0555555555556,22.0555555555556,21.0555555555556,20.3888888888889,19.2777777777778,19.3333333333333,21.7777777777778,25.8333333333333,28.3888888888889,31.7777777777778,33.5,33.8333333333333,35.2222222222222,34.4444444444444,33.2222222222222,32,30.5555555555556,28.2777777777778,26.8888888888889,25.2222222222222,24.5555555555556,23.5555555555556]
[null,null,null,3,16.319805293766201,16.050124358396001,24.6111111111111,23.6111111111111,23.0555555555556,22.0555555555556,21.0555555555556,20.3888888888889,19.2777777777778,19.3333333333333,21.7777777777778,25.8333333333333,28.3888888888889,31.7777777777778,33.5,33.8333333333333,35.2222222222222,34.4444444444444,33.2222222222222,32,30.5555555555556,28.2777777777778,26.8888888888889,25.2222222222222,24.5555555555556,23.5555555555556]
[null,null,null,4,16.050124358396001,15.814812669926001,24.6111111111111,23.6111111111111,23.0555555555556,22.0555555555556,21.0555555555556,20.3888888888889,19.2777777777778,19.3333333333333,21.7777777777778,25.8333333333333,28.3888888888889,31.7777777777778,33.5,33.8333333333333,35.2222222222222,34.4444444444444,33.2222222222222,32,30.5555555555556,28.2777777777778,26.8888888888889,25.2222222222222,24.5555555555556,23.5555555555556]
[null,null,null,5,15.814812669926001,15.1248247400056,24.6111111111111,23.6111111111111,23.0555555555556,22.0555555555556,21.0555555555556,20.3888888888889,19.2777777777778,19.3333333333333,21.7777777777778,25.8333333333333,28.3888888888889,31.7777777777778,33.5,33.8333333333333,35.2222222222222,34.4444444444444,33.2222222222222,32,30.5555555555556,28.2777777777778,26.8888888888889,25.2222222222222,24.5555555555556,23.5555555555556]
[null,null,null,6,15.1248247400056,14.1702643225515,24.6111111111111,23.6111111111111,23.0555555555556,22.0555555555556,21.0555555555556,20.3888888888889,19.2777777777778,19.3333333333333,21.7777777777778,25.8333333333333,28.3888888888889,31.7777777777778,33.5,33.8333333333333,35.2222222222222,34.4444444444444,33.2222222222222,32,30.5555555555556,28.2777777777778,26.8888888888889,25.2222222222222,24.5555555555556,23.5555555555556]
[null,null,null,7,14.1702643225515,13.191597273868901,24.6111111111111,23.6111111111111,23.0555555555556,22.0555555555556,21.0555555555556,20.3888888888889,19.2777777777778,19.3333333333333,21.7777777777778,25.8333333333333,28.3888888888889,31.7777777777778,33.5,33.8333333333333,35.2222222222222,34.4444444444444,33.2222222222222,32,30.5555555555556,28.2777777777778,26.8888888888889,25.2222222222222,24.5555555555556,23.5555555555556]
[null,null,null,8,13.191597273868901,11.716971873056901,24.6111111111111,23.6111111111111,23.0555555555556,22.0555555555556,21.0555555555556,20.3888888888889,19.2777777777778,19.3333333333333,21.7777777777778,25.8333333333333,28.3888888888889,31.7777777777778,33.5,33.8333333333333,35.2222222222222,34.4444444444444,33.2222222222222,32,30.5555555555556,28.2777777777778,26.8888888888889,25.2222222222222,24.5555555555556,23.5555555555556]
[null,"Tatum Creek Confluence - RM 7.34",null,9,11.716971873056901,11.0879287011863,24.6111111111111,23.6111111111111,23.0555555555556,22.0555555555556,21.0555555555556,20.3888888888889,19.2777777777778,19.3333333333333,21.7777777777778,25.8333333333333,28.3888888888889,31.7777777777778,33.5,33.8333333333333,35.2222222222222,34.4444444444444,33.2222222222222,32,30.5555555555556,28.2777777777778,26.8888888888889,25.2222222222222,24.5555555555556,23.5555555555556]
[null,null,null,10,11.0879287011863,10.0186811914022,24.6111111111111,23.6111111111111,23.0555555555556,22.0555555555556,21.0555555555556,20.3888888888889,19.2777777777778,19.3333333333333,21.7777777777778,25.8333333333333,28.3888888888889,31.7777777777778,33.5,33.8333333333333,35.2222222222222,34.4444444444444,33.2222222222222,32,30.5555555555556,28.2777777777778,26.8888888888889,25.2222222222222,24.5555555555556,23.5555555555556]
[null,null,null,11,10.0186811914022,9.5557448702161594,24.6111111111111,23.6111111111111,23.0555555555556,22.0555555555556,21.0555555555556,20.3888888888889,19.2777777777778,19.3333333333333,21.7777777777778,25.8333333333333,28.3888888888889,31.7777777777778,33.5,33.8333333333333,35.2222222222222,34.4444444444444,33.2222222222222,32,30.5555555555556,28.2777777777778,26.8888888888889,25.2222222222222,24.5555555555556,23.5555555555556]
[null,"Dog Creek Confluence - RM 5.99",null,12,9.5557448702161594,8.7953847185476892,24.6111111111111,23.6111111111111,23.0555555555556,22.0555555555556,21.0555555555556,20.3888888888889,19.2777777777778,19.3333333333333,21.7777777777778,25.8333333333333,28.3888888888889,31.7777777777778,33.5,33.8333333333333,35.2222222222222,34.4444444444444,33.2222222222222,32,30.5555555555556,28.2777777777778,26.8888888888889,25.2222222222222,24.5555555555556,23.5555555555556]
[null,null,null,13,8.7953847185476892,7.5621090940125102,24.6111111111111,23.6111111111111,23.0555555555556,22.0555555555556,21.0555555555556,20.3888888888889,19.2777777777778,19.3333333333333,21.7777777777778,25.8333333333333,28.3888888888889,31.7777777777778,33.5,33.8333333333333,35.2222222222222,34.4444444444444,33.2222222222222,32,30.5555555555556,28.2777777777778,26.8888888888889,25.2222222222222,24.5555555555556,23.5555555555556]
[null,"Fort Cooper Creek Confluence - RM 4.75",null,14,7.5621090940125102,7.1863973860352797,24.6111111111111,23.6111111111111,23.0555555555556,22.0555555555556,21.0555555555556,20.3888888888889,19.2777777777778,19.3333333333333,21.7777777777778,25.8333333333333,28.3888888888889,31.7777777777778,33.5,33.8333333333333,35.2222222222222,34.4444444444444,33.2222222222222,32,30.5555555555556,28.2777777777778,26.8888888888889,25.2222222222222,24.5555555555556,23.5555555555556]
[null,null,null,15,7.1863973860352797,6.2675564794381904,24.6111111111111,23.6111111111111,23.0555555555556,22.0555555555556,21.0555555555556,20.3888888888889,19.2777777777778,19.3333333333333,21.7777777777778,25.8333333333333,28.3888888888889,31.7777777777778,33.5,33.8333333333333,35.2222222222222,34.4444444444444,33.2222222222222,32,30.5555555555556,28.2777777777778,26.8888888888889,25.2222222222222,24.5555555555556,23.5555555555556]
[null,"Hassell Creek Confluence - RM 4.51",null,16,6.2675564794381904,5.38560551566062,24.6111111111111,23.6111111111111,23.0555555555556,22.0555555555556,21.0555555555556,20.3888888888889,19.2777777777778,19.3333333333333,21.7777777777778,25.8333333333333,28.3888888888889,31.7777777777778,33.5,33.8333333333333,35.2222222222222,34.4444444444444,33.2222222222222,32,30.5555555555556,28.2777777777778,26.8888888888889,25.2222222222222,24.5555555555556,23.5555555555556]
[null,null,null,17,5.38560551566062,4.9008363711732397,24.6111111111111,23.6111111111111,23.0555555555556,22.0555555555556,21.0555555555556,20.3888888888889,19.2777777777778,19.3333333333333,21.7777777777778,25.8333333333333,28.3888888888889,31.7777777777778,33.5,33.8333333333333,35.2222222222222,34.4444444444444,33.2222222222222,32,30.5555555555556,28.2777777777778,26.8888888888889,25.2222222222222,24.5555555555556,23.5555555555556]
[null,null,null,18,4.9008363711732397,4.0688604137964699,24.6111111111111,23.6111111111111,23.0555555555556,22.0555555555556,21.0555555555556,20.3888888888889,19.2777777777778,19.3333333333333,21.7777777777778,25.8333333333333,28.3888888888889,31.7777777777778,33.5,33.8333333333333,35.2222222222222,34.4444444444444,33.2222222222222,32,30.5555555555556,28.2777777777778,26.8888888888889,25.2222222222222,24.5555555555556,23.5555555555556]
[null,null,null,19,4.0688604137964699,1.64597481132881,24.6111111111111,23.6111111111111,23.0555555555556,22.0555555555556,21.0555555555556,20.3888888888889,19.2777777777778,19.3333333333333,21.7777777777778,25.8333333333333,28.3888888888889,31.7777777777778,33.5,33.8333333333333,35.2222222222222,34.4444444444444,33.2222222222222,32,30.5555555555556,28.2777777777778,26.8888888888889,25.2222222222222,24.5555555555556,23.5555555555556]
[null,"Downstream sampling Location - RM 1",null,20,1.64597481132881,0.96037600126796696,24.6111111111111,23.6111111111111,23.0555555555556,22.0555555555556,21.0555555555556,20.3888888888889,19.2777777777778,19.3333333333333,21.7777777777778,25.8333333333333,28.3888888888889,31.7777777777778,33.5,33.8333333333333,35.2222222222222,34.4444444444444,33.2222222222222,32,30.5555555555556,28.2777777777778,26.8888888888889,25.2222222222222,24.5555555555556,23.5555555555556]
[null,null,null,21,0.96037600126796696,0,24.6111111111111,23.6111111111111,23.0555555555556,22.0555555555556,21.0555555555556,20.3888888888889,19.2777777777778,19.3333333333333,21.7777777777778,25.8333333333333,28.3888888888889,31.7777777777778,33.5,33.8333333333333,35.2222222222222,34.4444444444444,33.2222222222222,32,30.5555555555556,28.2777777777778,26.8888888888889,25.2222222222222,24.5555555555556,23.5555555555556]

{"sheet":"Dew Point Temperature","index":7,"n_rows":30,"n_cols":30,"rows_kept":30,"cut":false,"hidden":false,"merged":[]}
["QUAL2K"]
["Stream Water Quality Model"]
["Lick Creek (8/18/2019)"]
["Dew Point Temperature Data:"]
[]
[]
[null,null,null,null,"Upstream","Downstream","00:00:00","01:00:00","02:00:00","03:00:00","04:00:00","05:00:00","06:00:00","07:00:00","08:00:00","09:00:00","10:00:00","11:00:00","12:00:00","13:00:00","14:00:00","15:00:00","16:00:00","17:00:00","18:00:00","19:00:00","20:00:00","21:00:00","22:00:00","23:00:00"]
["Upstream","Reach","Downstream","Reach","Distance","Distance","Hourly dewpoint temperature for each reach (degrees C)"]
["Label","Label","Label","Number","km","km","(The input values are applied as point estimates at each time. Linear interpolation is used to estimate values between the hourly inputs.)"]
["Mainstem headwater","Mainstream Headwater",null,1,17.496909328098901,17.010000000000002,18.1666666666667,18,18.1666666666667,18.0555555555556,18.0555555555556,17.7777777777778,17.3333333333333,17.3888888888889,18.1666666666667,19.3888888888889,19.6666666666667,19,18.5,18.2777777777778,18.0555555555556,18.1666666666667,18.3333333333333,18.5,18.2222222222222,17.7777777777778,17.1666666666667,16.8888888888889,17.1666666666667,17.2777777777778]
[null,null,null,2,17.010000000000002,16.319805293766201,18.1666666666667,18,18.1666666666667,18.0555555555556,18.0555555555556,17.7777777777778,17.3333333333333,17.3888888888889,18.1666666666667,19.3888888888889,19.6666666666667,19,18.5,18.2777777777778,18.0555555555556,18.1666666666667,18.3333333333333,18.5,18.2222222222222,17.7777777777778,17.1666666666667,16.8888888888889,17.1666666666667,17.2777777777778]
[null,null,null,3,16.319805293766201,16.050124358396001,18.1666666666667,18,18.1666666666667,18.0555555555556,18.0555555555556,17.7777777777778,17.3333333333333,17.3888888888889,18.1666666666667,19.3888888888889,19.6666666666667,19,18.5,18.2777777777778,18.0555555555556,18.1666666666667,18.3333333333333,18.5,18.2222222222222,17.7777777777778,17.1666666666667,16.8888888888889,17.1666666666667,17.2777777777778]
[null,null,null,4,16.050124358396001,15.814812669926001,18.1666666666667,18,18.1666666666667,18.0555555555556,18.0555555555556,17.7777777777778,17.3333333333333,17.3888888888889,18.1666666666667,19.3888888888889,19.6666666666667,19,18.5,18.2777777777778,18.0555555555556,18.1666666666667,18.3333333333333,18.5,18.2222222222222,17.7777777777778,17.1666666666667,16.8888888888889,17.1666666666667,17.2777777777778]
[null,null,null,5,15.814812669926001,15.1248247400056,18.1666666666667,18,18.1666666666667,18.0555555555556,18.0555555555556,17.7777777777778,17.3333333333333,17.3888888888889,18.1666666666667,19.3888888888889,19.6666666666667,19,18.5,18.2777777777778,18.0555555555556,18.1666666666667,18.3333333333333,18.5,18.2222222222222,17.7777777777778,17.1666666666667,16.8888888888889,17.1666666666667,17.2777777777778]
[null,null,null,6,15.1248247400056,14.1702643225515,18.1666666666667,18,18.1666666666667,18.0555555555556,18.0555555555556,17.7777777777778,17.3333333333333,17.3888888888889,18.1666666666667,19.3888888888889,19.6666666666667,19,18.5,18.2777777777778,18.0555555555556,18.1666666666667,18.3333333333333,18.5,18.2222222222222,17.7777777777778,17.1666666666667,16.8888888888889,17.1666666666667,17.2777777777778]
[null,null,null,7,14.1702643225515,13.191597273868901,18.1666666666667,18,18.1666666666667,18.0555555555556,18.0555555555556,17.7777777777778,17.3333333333333,17.3888888888889,18.1666666666667,19.3888888888889,19.6666666666667,19,18.5,18.2777777777778,18.0555555555556,18.1666666666667,18.3333333333333,18.5,18.2222222222222,17.7777777777778,17.1666666666667,16.8888888888889,17.1666666666667,17.2777777777778]
[null,null,null,8,13.191597273868901,11.716971873056901,18.1666666666667,18,18.1666666666667,18.0555555555556,18.0555555555556,17.7777777777778,17.3333333333333,17.3888888888889,18.1666666666667,19.3888888888889,19.6666666666667,19,18.5,18.2777777777778,18.0555555555556,18.1666666666667,18.3333333333333,18.5,18.2222222222222,17.7777777777778,17.1666666666667,16.8888888888889,17.1666666666667,17.2777777777778]
[null,"Tatum Creek Confluence - RM 7.34",null,9,11.716971873056901,11.0879287011863,18.1666666666667,18,18.1666666666667,18.0555555555556,18.0555555555556,17.7777777777778,17.3333333333333,17.3888888888889,18.1666666666667,19.3888888888889,19.6666666666667,19,18.5,18.2777777777778,18.0555555555556,18.1666666666667,18.3333333333333,18.5,18.2222222222222,17.7777777777778,17.1666666666667,16.8888888888889,17.1666666666667,17.2777777777778]
[null,null,null,10,11.0879287011863,10.0186811914022,18.1666666666667,18,18.1666666666667,18.0555555555556,18.0555555555556,17.7777777777778,17.3333333333333,17.3888888888889,18.1666666666667,19.3888888888889,19.6666666666667,19,18.5,18.2777777777778,18.0555555555556,18.1666666666667,18.3333333333333,18.5,18.2222222222222,17.7777777777778,17.1666666666667,16.8888888888889,17.1666666666667,17.2777777777778]
[null,null,null,11,10.0186811914022,9.5557448702161594,18.1666666666667,18,18.1666666666667,18.0555555555556,18.0555555555556,17.7777777777778,17.3333333333333,17.3888888888889,18.1666666666667,19.3888888888889,19.6666666666667,19,18.5,18.2777777777778,18.0555555555556,18.1666666666667,18.3333333333333,18.5,18.2222222222222,17.7777777777778,17.1666666666667,16.8888888888889,17.1666666666667,17.2777777777778]
[null,"Dog Creek Confluence - RM 5.99",null,12,9.5557448702161594,8.7953847185476892,18.1666666666667,18,18.1666666666667,18.0555555555556,18.0555555555556,17.7777777777778,17.3333333333333,17.3888888888889,18.1666666666667,19.3888888888889,19.6666666666667,19,18.5,18.2777777777778,18.0555555555556,18.1666666666667,18.3333333333333,18.5,18.2222222222222,17.7777777777778,17.1666666666667,16.8888888888889,17.1666666666667,17.2777777777778]
[null,null,null,13,8.7953847185476892,7.5621090940125102,18.1666666666667,18,18.1666666666667,18.0555555555556,18.0555555555556,17.7777777777778,17.3333333333333,17.3888888888889,18.1666666666667,19.3888888888889,19.6666666666667,19,18.5,18.2777777777778,18.0555555555556,18.1666666666667,18.3333333333333,18.5,18.2222222222222,17.7777777777778,17.1666666666667,16.8888888888889,17.1666666666667,17.2777777777778]
[null,"Fort Cooper Creek Confluence - RM 4.75",null,14,7.5621090940125102,7.1863973860352797,18.1666666666667,18,18.1666666666667,18.0555555555556,18.0555555555556,17.7777777777778,17.3333333333333,17.3888888888889,18.1666666666667,19.3888888888889,19.6666666666667,19,18.5,18.2777777777778,18.0555555555556,18.1666666666667,18.3333333333333,18.5,18.2222222222222,17.7777777777778,17.1666666666667,16.8888888888889,17.1666666666667,17.2777777777778]
[null,null,null,15,7.1863973860352797,6.2675564794381904,18.1666666666667,18,18.1666666666667,18.0555555555556,18.0555555555556,17.7777777777778,17.3333333333333,17.3888888888889,18.1666666666667,19.3888888888889,19.6666666666667,19,18.5,18.2777777777778,18.0555555555556,18.1666666666667,18.3333333333333,18.5,18.2222222222222,17.7777777777778,17.1666666666667,16.8888888888889,17.1666666666667,17.2777777777778]
[null,"Hassell Creek Confluence - RM 4.51",null,16,6.2675564794381904,5.38560551566062,18.1666666666667,18,18.1666666666667,18.0555555555556,18.0555555555556,17.7777777777778,17.3333333333333,17.3888888888889,18.1666666666667,19.3888888888889,19.6666666666667,19,18.5,18.2777777777778,18.0555555555556,18.1666666666667,18.3333333333333,18.5,18.2222222222222,17.7777777777778,17.1666666666667,16.8888888888889,17.1666666666667,17.2777777777778]
[null,null,null,17,5.38560551566062,4.9008363711732397,18.1666666666667,18,18.1666666666667,18.0555555555556,18.0555555555556,17.7777777777778,17.3333333333333,17.3888888888889,18.1666666666667,19.3888888888889,19.6666666666667,19,18.5,18.2777777777778,18.0555555555556,18.1666666666667,18.3333333333333,18.5,18.2222222222222,17.7777777777778,17.1666666666667,16.8888888888889,17.1666666666667,17.2777777777778]
[null,null,null,18,4.9008363711732397,4.0688604137964699,18.1666666666667,18,18.1666666666667,18.0555555555556,18.0555555555556,17.7777777777778,17.3333333333333,17.3888888888889,18.1666666666667,19.3888888888889,19.6666666666667,19,18.5,18.2777777777778,18.0555555555556,18.1666666666667,18.3333333333333,18.5,18.2222222222222,17.7777777777778,17.1666666666667,16.8888888888889,17.1666666666667,17.2777777777778]
[null,null,null,19,4.0688604137964699,1.64597481132881,18.1666666666667,18,18.1666666666667,18.0555555555556,18.0555555555556,17.7777777777778,17.3333333333333,17.3888888888889,18.1666666666667,19.3888888888889,19.6666666666667,19,18.5,18.2777777777778,18.0555555555556,18.1666666666667,18.3333333333333,18.5,18.2222222222222,17.7777777777778,17.1666666666667,16.8888888888889,17.1666666666667,17.2777777777778]
[null,"Downstream sampling Location - RM 1",null,20,1.64597481132881,0.96037600126796696,18.1666666666667,18,18.1666666666667,18.0555555555556,18.0555555555556,17.7777777777778,17.3333333333333,17.3888888888889,18.1666666666667,19.3888888888889,19.6666666666667,19,18.5,18.2777777777778,18.0555555555556,18.1666666666667,18.3333333333333,18.5,18.2222222222222,17.7777777777778,17.1666666666667,16.8888888888889,17.1666666666667,17.2777777777778]
[null,null,null,21,0.96037600126796696,0,18.1666666666667,18,18.1666666666667,18.0555555555556,18.0555555555556,17.7777777777778,17.3333333333333,17.3888888888889,18.1666666666667,19.3888888888889,19.6666666666667,19,18.5,18.2777777777778,18.0555555555556,18.1666666666667,18.3333333333333,18.5,18.2222222222222,17.7777777777778,17.1666666666667,16.8888888888889,17.1666666666667,17.2777777777778]

{"sheet":"Wind Speed","index":8,"n_rows":30,"n_cols":30,"rows_kept":30,"cut":false,"hidden":false,"merged":[]}
["QUAL2K"]
["Stream Water Quality Model"]
["Lick Creek (8/18/2019)"]
["Wind Speed Data:"]
[]
[]
[null,null,null,null,"Upstream","Downstream","00:00:00","01:00:00","02:00:00","03:00:00","04:00:00","05:00:00","06:00:00","07:00:00","08:00:00","09:00:00","10:00:00","11:00:00","12:00:00","13:00:00","14:00:00","15:00:00","16:00:00","17:00:00","18:00:00","19:00:00","20:00:00","21:00:00","22:00:00","23:00:00"]
["Upstream","Reach","Downstream","Reach","Distance","Distance","Wind speed for each reach 7m above water surface (m/s)"]
["Label","Label","Label","Number","km","km","(The input values are applied as point estimates at each time. Linear interpolation is used to estimate values between the hourly inputs.)"]
["Mainstem headwater","Mainstream Headwater",null,1,17.496909328098901,17.010000000000002,0,0,0,0,0,0,0,0,0,0,0,0,0,0,0,0,0,0,0,0,0,0,0,0]
[null,null,null,2,17.010000000000002,16.319805293766201,0,0,0,0,0,0,0,0,0,0,0,0,0,0,0,0,0,0,0,0,0,0,0,0]
[null,null,null,3,16.319805293766201,16.050124358396001,0,0,0,0,0,0,0,0,0,0,0,0,0,0,0,0,0,0,0,0,0,0,0,0]
[null,null,null,4,16.050124358396001,15.814812669926001,0,0,0,0,0,0,0,0,0,0,0,0,0,0,0,0,0,0,0,0,0,0,0,0]
[null,null,null,5,15.814812669926001,15.1248247400056,0,0,0,0,0,0,0,0,0,0,0,0,0,0,0,0,0,0,0,0,0,0,0,0]
[null,null,null,6,15.1248247400056,14.1702643225515,0,0,0,0,0,0,0,0,0,0,0,0,0,0,0,0,0,0,0,0,0,0,0,0]
[null,null,null,7,14.1702643225515,13.191597273868901,0,0,0,0,0,0,0,0,0,0,0,0,0,0,0,0,0,0,0,0,0,0,0,0]
[null,null,null,8,13.191597273868901,11.716971873056901,0,0,0,0,0,0,0,0,0,0,0,0,0,0,0,0,0,0,0,0,0,0,0,0]
[null,"Tatum Creek Confluence - RM 7.34",null,9,11.716971873056901,11.0879287011863,0,0,0,0,0,0,0,0,0,0,0,0,0,0,0,0,0,0,0,0,0,0,0,0]
[null,null,null,10,11.0879287011863,10.0186811914022,0,0,0,0,0,0,0,0,0,0,0,0,0,0,0,0,0,0,0,0,0,0,0,0]
[null,null,null,11,10.0186811914022,9.5557448702161594,0,0,0,0,0,0,0,0,0,0,0,0,0,0,0,0,0,0,0,0,0,0,0,0]
[null,"Dog Creek Confluence - RM 5.99",null,12,9.5557448702161594,8.7953847185476892,0,0,0,0,0,0,0,0,0,0,0,0,0,0,0,0,0,0,0,0,0,0,0,0]
[null,null,null,13,8.7953847185476892,7.5621090940125102,0,0,0,0,0,0,0,0,0,0,0,0,0,0,0,0,0,0,0,0,0,0,0,0]
[null,"Fort Cooper Creek Confluence - RM 4.75",null,14,7.5621090940125102,7.1863973860352797,0,0,0,0,0,0,0,0,0,0,0,0,0,0,0,0,0,0,0,0,0,0,0,0]
[null,null,null,15,7.1863973860352797,6.2675564794381904,0,0,0,0,0,0,0,0,0,0,0,0,0,0,0,0,0,0,0,0,0,0,0,0]
[null,"Hassell Creek Confluence - RM 4.51",null,16,6.2675564794381904,5.38560551566062,0,0,0,0,0,0,0,0,0,0,0,0,0,0,0,0,0,0,0,0,0,0,0,0]
[null,null,null,17,5.38560551566062,4.9008363711732397,0,0,0,0,0,0,0,0,0,0,0,0,0,0,0,0,0,0,0,0,0,0,0,0]
[null,null,null,18,4.9008363711732397,4.0688604137964699,0,0,0,0,0,0,0,0,0,0,0,0,0,0,0,0,0,0,0,0,0,0,0,0]
[null,null,null,19,4.0688604137964699,1.64597481132881,0,0,0,0,0,0,0,0,0,0,0,0,0,0,0,0,0,0,0,0,0,0,0,0]
[null,"Downstream sampling Location - RM 1",null,20,1.64597481132881,0.96037600126796696,0,0,0,0,0,0,0,0,0,0,0,0,0,0,0,0,0,0,0,0,0,0,0,0]
[null,null,null,21,0.96037600126796696,0,0,0,0,0,0,0,0,0,0,0,0,0,0,0,0,0,0,0,0,0,0,0,0,0]

{"sheet":"Cloud Cover","index":9,"n_rows":30,"n_cols":30,"rows_kept":30,"cut":false,"hidden":false,"merged":[]}
["QUAL2K"]
["Stream Water Quality Model"]
["Lick Creek (8/18/2019)"]
["Cloud Cover Data:"]
[]
[]
[null,null,null,null,"Upstream","Downstream","00:00:00","01:00:00","02:00:00","03:00:00","04:00:00","05:00:00","06:00:00","07:00:00","08:00:00","09:00:00","10:00:00","11:00:00","12:00:00","13:00:00","14:00:00","15:00:00","16:00:00","17:00:00","18:00:00","19:00:00","20:00:00","21:00:00","22:00:00","23:00:00"]
["Upstream","Reach","Downstream","Reach","Distance","Distance","Hourly cloud cover shade for each reach (Percent)"]
["Label","Label","Label","Number","km","km","(Percent of sky that is covered by clouds. The input values are applied as point estimates at each time. Linear interpolation is used to estimate values between the hourly inputs.)"]
["Mainstem headwater","Mainstream Headwater",null,1,17.496909328098901,17.010000000000002,0,0,0,0,0,0,0,0,0,0,0,0,0,0,0,0,0,0,0,0,0,0,0,0]
[null,null,null,2,17.010000000000002,16.319805293766201,0,0,0,0,0,0,0,0,0,0,0,0,0,0,0,0,0,0,0,0,0,0,0,0]
[null,null,null,3,16.319805293766201,16.050124358396001,0,0,0,0,0,0,0,0,0,0,0,0,0,0,0,0,0,0,0,0,0,0,0,0]
[null,null,null,4,16.050124358396001,15.814812669926001,0,0,0,0,0,0,0,0,0,0,0,0,0,0,0,0,0,0,0,0,0,0,0,0]
[null,null,null,5,15.814812669926001,15.1248247400056,0,0,0,0,0,0,0,0,0,0,0,0,0,0,0,0,0,0,0,0,0,0,0,0]
[null,null,null,6,15.1248247400056,14.1702643225515,0,0,0,0,0,0,0,0,0,0,0,0,0,0,0,0,0,0,0,0,0,0,0,0]
[null,null,null,7,14.1702643225515,13.191597273868901,0,0,0,0,0,0,0,0,0,0,0,0,0,0,0,0,0,0,0,0,0,0,0,0]
[null,null,null,8,13.191597273868901,11.716971873056901,0,0,0,0,0,0,0,0,0,0,0,0,0,0,0,0,0,0,0,0,0,0,0,0]
[null,"Tatum Creek Confluence - RM 7.34",null,9,11.716971873056901,11.0879287011863,0,0,0,0,0,0,0,0,0,0,0,0,0,0,0,0,0,0,0,0,0,0,0,0]
[null,null,null,10,11.0879287011863,10.0186811914022,0,0,0,0,0,0,0,0,0,0,0,0,0,0,0,0,0,0,0,0,0,0,0,0]
[null,null,null,11,10.0186811914022,9.5557448702161594,0,0,0,0,0,0,0,0,0,0,0,0,0,0,0,0,0,0,0,0,0,0,0,0]
[null,"Dog Creek Confluence - RM 5.99",null,12,9.5557448702161594,8.7953847185476892,0,0,0,0,0,0,0,0,0,0,0,0,0,0,0,0,0,0,0,0,0,0,0,0]
[null,null,null,13,8.7953847185476892,7.5621090940125102,0,0,0,0,0,0,0,0,0,0,0,0,0,0,0,0,0,0,0,0,0,0,0,0]
[null,"Fort Cooper Creek Confluence - RM 4.75",null,14,7.5621090940125102,7.1863973860352797,0,0,0,0,0,0,0,0,0,0,0,0,0,0,0,0,0,0,0,0,0,0,0,0]
[null,null,null,15,7.1863973860352797,6.2675564794381904,0,0,0,0,0,0,0,0,0,0,0,0,0,0,0,0,0,0,0,0,0,0,0,0]
[null,"Hassell Creek Confluence - RM 4.51",null,16,6.2675564794381904,5.38560551566062,0,0,0,0,0,0,0,0,0,0,0,0,0,0,0,0,0,0,0,0,0,0,0,0]
[null,null,null,17,5.38560551566062,4.9008363711732397,0,0,0,0,0,0,0,0,0,0,0,0,0,0,0,0,0,0,0,0,0,0,0,0]
[null,null,null,18,4.9008363711732397,4.0688604137964699,0,0,0,0,0,0,0,0,0,0,0,0,0,0,0,0,0,0,0,0,0,0,0,0]
[null,null,null,19,4.0688604137964699,1.64597481132881,0,0,0,0,0,0,0,0,0,0,0,0,0,0,0,0,0,0,0,0,0,0,0,0]
[null,"Downstream sampling Location - RM 1",null,20,1.64597481132881,0.96037600126796696,0,0,0,0,0,0,0,0,0,0,0,0,0,0,0,0,0,0,0,0,0,0,0,0]
[null,null,null,21,0.96037600126796696,0,0,0,0,0,0,0,0,0,0,0,0,0,0,0,0,0,0,0,0,0,0,0,0,0]

{"sheet":"Shade","index":10,"n_rows":30,"n_cols":30,"rows_kept":30,"cut":false,"hidden":false,"merged":[]}
["QUAL2K"]
["Stream Water Quality Model"]
["Lick Creek (8/18/2019)"]
["Shade Data:"]
[]
[]
[null,null,null,null,"Upstream","Downstream","00:00:00","01:00:00","02:00:00","03:00:00","04:00:00","05:00:00","06:00:00","07:00:00","08:00:00","09:00:00","10:00:00","11:00:00","12:00:00","13:00:00","14:00:00","15:00:00","16:00:00","17:00:00","18:00:00","19:00:00","20:00:00","21:00:00","22:00:00","23:00:00"]
["Upstream","Reach","Downstream","Reach","Distance","Distance","Integrated hourly effective shade for each reach (Percent)"]
["Label","Label","Label","Number","km","km","(Percent of solar radiation that is blocked because of shade from topography and vegetation. Hourly values are applied as integrated values for each hour, e.g. the value at 12:00 AM is applied from 12:00 to 1:00 AM)"]
["Mainstem headwater","Mainstream Headwater",null,1,17.496909328098901,17.010000000000002,0.42,0.42,0.42,0.42,0.42,0.42,0.4,0.37,0.34,0.32,0.3,0.28000000000000003,0.25,0.28000000000000003,0.3,0.32,0.34,0.37,0.4,0.42,0.42,0.42,0.42,0.42]
[null,null,null,2,17.010000000000002,16.319805293766201,0.67,0.67,0.67,0.67,0.67,0.67,0.65,0.62,0.59,0.56999999999999995,0.55000000000000004,0.53,0.5,0.53,0.55000000000000004,0.56999999999999995,0.59,0.62,0.65,0.67,0.67,0.67,0.67,0.67]
[null,null,null,3,16.319805293766201,16.050124358396001,0.67,0.67,0.67,0.67,0.67,0.67,0.65,0.62,0.59,0.56999999999999995,0.55000000000000004,0.53,0.5,0.53,0.55000000000000004,0.56999999999999995,0.59,0.62,0.65,0.67,0.67,0.67,0.67,0.67]
[null,null,null,4,16.050124358396001,15.814812669926001,0.82,0.82,0.82,0.82,0.82,0.82,0.8,0.77,0.74,0.72,0.7,0.68,0.65,0.68,0.7,0.72,0.74,0.77,0.8,0.82,0.82,0.82,0.82,0.82]
[null,null,null,5,15.814812669926001,15.1248247400056,0.42,0.42,0.42,0.42,0.42,0.42,0.4,0.37,0.34,0.32,0.3,0.28000000000000003,0.25,0.28000000000000003,0.3,0.32,0.34,0.37,0.4,0.42,0.42,0.42,0.42,0.42]
[null,null,null,6,15.1248247400056,14.1702643225515,0.32,0.32,0.32,0.32,0.32,0.32,0.3,0.27,0.24,0.22,0.2,0.18,0.15,0.18,0.2,0.22,0.24,0.27,0.3,0.32,0.32,0.32,0.32,0.32]
[null,null,null,7,14.1702643225515,13.191597273868901,0.42,0.42,0.42,0.42,0.42,0.42,0.4,0.37,0.34,0.32,0.3,0.28000000000000003,0.25,0.28000000000000003,0.3,0.32,0.34,0.37,0.4,0.42,0.42,0.42,0.42,0.42]
[null,null,null,8,13.191597273868901,11.716971873056901,0.27,0.27,0.27,0.27,0.27,0.27,0.25,0.22,0.19,0.17,0.15,0.13,0.1,0.13,0.15,0.17,0.19,0.22,0.25,0.27,0.27,0.27,0.27,0.27]
[null,"Tatum Creek Confluence - RM 7.34",null,9,11.716971873056901,11.0879287011863,0.27,0.27,0.27,0.27,0.27,0.27,0.25,0.22,0.19,0.17,0.15,0.13,0.1,0.13,0.15,0.17,0.19,0.22,0.25,0.27,0.27,0.27,0.27,0.27]
[null,null,null,10,11.0879287011863,10.0186811914022,0.42,0.42,0.42,0.42,0.42,0.42,0.4,0.37,0.34,0.32,0.3,0.28000000000000003,0.25,0.28000000000000003,0.3,0.32,0.34,0.37,0.4,0.42,0.42,0.42,0.42,0.42]
[null,null,null,11,10.0186811914022,9.5557448702161594,0.42,0.42,0.42,0.42,0.42,0.42,0.4,0.37,0.34,0.32,0.3,0.28000000000000003,0.25,0.28000000000000003,0.3,0.32,0.34,0.37,0.4,0.42,0.42,0.42,0.42,0.42]
[null,"Dog Creek Confluence - RM 5.99",null,12,9.5557448702161594,8.7953847185476892,0.42,0.42,0.42,0.42,0.42,0.42,0.4,0.37,0.34,0.32,0.3,0.28000000000000003,0.25,0.28000000000000003,0.3,0.32,0.34,0.37,0.4,0.42,0.42,0.42,0.42,0.42]
[null,null,null,13,8.7953847185476892,7.5621090940125102,0.42,0.42,0.42,0.42,0.42,0.42,0.4,0.37,0.34,0.32,0.3,0.28000000000000003,0.25,0.28000000000000003,0.3,0.32,0.34,0.37,0.4,0.42,0.42,0.42,0.42,0.42]
[null,"Fort Cooper Creek Confluence - RM 4.75",null,14,7.5621090940125102,7.1863973860352797,0.37,0.37,0.37,0.37,0.37,0.37,0.35,0.32,0.28999999999999998,0.27,0.25,0.23,0.2,0.23,0.25,0.27,0.28999999999999998,0.32,0.35,0.37,0.37,0.37,0.37,0.37]
[null,null,null,15,7.1863973860352797,6.2675564794381904,0.37,0.37,0.37,0.37,0.37,0.37,0.35,0.32,0.28999999999999998,0.27,0.25,0.23,0.2,0.23,0.25,0.27,0.28999999999999998,0.32,0.35,0.37,0.37,0.37,0.37,0.37]
[null,"Hassell Creek Confluence - RM 4.51",null,16,6.2675564794381904,5.38560551566062,0.42,0.42,0.42,0.42,0.42,0.42,0.4,0.37,0.34,0.32,0.3,0.28000000000000003,0.25,0.28000000000000003,0.3,0.32,0.34,0.37,0.4,0.42,0.42,0.42,0.42,0.42]
[null,null,null,17,5.38560551566062,4.9008363711732397,0.37,0.37,0.37,0.37,0.37,0.37,0.35,0.32,0.28999999999999998,0.27,0.25,0.23,0.2,0.23,0.25,0.27,0.28999999999999998,0.32,0.35,0.37,0.37,0.37,0.37,0.37]
[null,null,null,18,4.9008363711732397,4.0688604137964699,0.42,0.42,0.42,0.42,0.42,0.42,0.4,0.37,0.34,0.32,0.3,0.28000000000000003,0.25,0.28000000000000003,0.3,0.32,0.34,0.37,0.4,0.42,0.42,0.42,0.42,0.42]
[null,null,null,19,4.0688604137964699,1.64597481132881,0.42,0.42,0.42,0.42,0.42,0.42,0.4,0.37,0.34,0.32,0.3,0.28000000000000003,0.25,0.28000000000000003,0.3,0.32,0.34,0.37,0.4,0.42,0.42,0.42,0.42,0.42]
[null,"Downstream sampling Location - RM 1",null,20,1.64597481132881,0.96037600126796696,0.42,0.42,0.42,0.42,0.42,0.42,0.4,0.37,0.34,0.32,0.3,0.28000000000000003,0.25,0.28000000000000003,0.3,0.32,0.34,0.37,0.4,0.42,0.42,0.42,0.42,0.42]
[null,null,null,21,0.96037600126796696,0,0.42,0.42,0.42,0.42,0.42,0.42,0.4,0.37,0.34,0.32,0.3,0.28000000000000003,0.25,0.28000000000000003,0.3,0.32,0.34,0.37,0.4,0.42,0.42,0.42,0.42,0.42]

{"sheet":"Rates","index":11,"n_rows":131,"n_cols":4,"rows_kept":131,"cut":false,"hidden":false,"merged":[]}
["QUAL2K"]
["Stream Water Quality Model"]
["Lick Creek (8/18/2019)"]
["Water Column Rates"]
[]
[]
["Parameter","Value","Units","Symbol"]
["Stoichiometry:"]
["Carbon",40,"gC","gC"]
["Nitrogen",7.2,"gN","gN"]
["Phosphorus",1,"gP","gP"]
["Dry weight",100,"gD","gD"]
["Chlorophyll",1,"gA","gA"]
["Inorganic suspended solids:"]
["Settling velocity",1,"m/d","vi"]
["Oxygen:"]
["Reaeration model","Internal"]
["User reaeration coefficient α",3.93,null,"α"]
["User reaeration coefficient β",0.5,null,"β"]
["User reaeration coefficient γ",1.5,null,"γ"]
["Temp correction",1.024,null,"qa"]
["Reaeration wind effect","None"]
["O2 for carbon oxidation",2.69,"gO2/gC","roc"]
["O2 for NH4 nitrification",4.57,"gO2/gN","ron"]
["Oxygen inhib model CBOD oxidation","Exponential"]
["Oxygen inhib parameter CBOD oxidation",0.6,"L/mgO2","Ksocf"]
["Oxygen inhib model nitrification","Exponential"]
["Oxygen inhib parameter nitrification",0.6,"L/mgO2","Ksona"]
["Oxygen enhance model denitrification","Exponential"]
["Oxygen enhance parameter denitrification",0.6,"L/mgO2","Ksodn"]
["Oxygen inhib model phyto resp","Exponential"]
["Oxygen inhib parameter phyto resp",0.6,"L/mgO2","Ksop"]
["Oxygen enhance model bot alg resp","Exponential"]
["Oxygen enhance parameter bot alg resp",0.6,"L/mgO2","Ksob"]
["Slow CBOD:"]
["Hydrolysis rate",0,"/d","khc"]
["Temp correction",1.07,null,"qhc"]
["Oxidation rate",0.05,"/d","kdcs"]
["Temp correction",1.0469999999999999,null,"qdcs"]
["Fast CBOD:"]
["Oxidation rate",0.3,"/d","kdc"]
["Temp correction",1.0469999999999999,null,"qdc"]
["Organic N:"]
["Hydrolysis",0.5,"/d","khn"]
["Temp correction",1.07,null,"qhn"]
["Settling velocity",0.1,"m/d","von"]
["Ammonium:"]
["Nitrification",1,"/d","kna"]
["Temp correction",1.07,null,"qna"]
["Nitrate:"]
["Denitrification",0.2,"/d","kdn"]
["Temp correction",1.07,null,"qdn"]
["Sed denitrification transfer coeff",0,"m/d","vdi"]
["Temp correction",1.07,null,"qdi"]
["Organic P:"]
["Hydrolysis",0.5,"/d","khp"]
["Temp correction",1.07,null,"qhp"]
["Settling velocity",0.1,"m/d","vop"]
["Inorganic P:"]
["Settling velocity",0.8,"m/d","vip"]
["Inorganic P sorption coefficient",1000,"L/mgD","Kdpi"]
["Sed P oxygen attenuation half sat constant",1,"mgO2/L","kspi"]
["Phytoplankton:"]
["Max Growth rate",0.5,"/d","kgp"]
["Temp correction",1.07,null,"qgp"]
["Respiration rate",0.3,"/d","krp"]
["Temp correction",1.07,null,"qrp"]
["Excretion rate",0.5,"/d","kep"]
["Temp correction",1.07,null,"qdp"]
["Death rate",0,"/d","kdp"]
["Temp correction",1.07,null,"qdp"]
["External Nitrogen half sat constant",70,"ugN/L","ksPp"]
["External Phosphorus half sat constant",10,"ugP/L","ksNp"]
["Inorganic carbon half sat constant",1.2999999999999999E-5,"moles/L","ksCp"]
["Light model","Half saturation"]
["Light constant",100,"langleys/d","KLp"]
["Ammonia preference",15,"ugN/L","khnxp"]
["Subsistence quota for nitrogen",0.7,"mgN/mgA","q0Np"]
["Subsistence quota for phosphorus",0.1,"mgP/mgA","q0Pp"]
["Maximum uptake rate for nitrogen",70,"mgN/mgA/d","rmNp"]
["Maximum uptake rate for phosphorus",10,"mgP/mgA/d","rmPp"]
["Internal nitrogen half sat constant",0.9,"mgN/mgA","KqNp"]
["Internal phosphorus half sat constant",0.13,"mgP/mgA","KqPp"]
["Settling velocity",0.1,"m/d","va"]
["Bottom Algae:"]
["Growth model","Zero-order"]
["Max Growth rate",400,"mgA/m2/d or /d","Cgb"]
["Temp correction",1.07,null,"qgb"]
["First-order model carrying capacity",1000,"mgA/m2","ab,max"]
["Respiration rate",0.3,"/d","krb"]
["Temp correction",1.07,null,"qrb"]
["Excretion rate",0.12,"/d","keb"]
["Temp correction",1.07,null,"qdb"]
["Death rate",0,"/d","kdb"]
["Temp correction",1.07,null,"qdb"]
["External nitrogen half sat constant",350,"ugN/L","ksPb"]
["External phosphorus half sat constant",100,"ugP/L","ksNb"]
["Inorganic carbon half sat constant",1.2999999999999999E-5,"moles/L","ksCb"]
["Light model","Half saturation"]
["Light constant",100,"langleys/d","KLb"]
["Ammonia preference",15,"ugN/L","khnxb"]
["Subsistence quota for nitrogen",0.7,"mgN/mgA","q0N"]
["Subsistence quota for phosphorus",0.1,"mgP/mgA","q0P"]
["Maximum uptake rate for nitrogen",70,"mgN/mgA/d","rmN"]
["Maximum uptake rate for phosphorus",10,"mgP/mgA/d","rmP"]
["Internal nitrogen half sat constant",0.9,"mgN/mgA","KqN"]
["Internal phosphorus half sat constant",0.13,"mgP/mgA","KqP"]
["Detritus (POM):"]
["Dissolution rate",0.1,"/d","kdt"]
["Temp correction",1.07,null,"qdt"]
["Fraction of dissolution to fast CBOD",1,null,"Ff"]
["Settling velocity",8.0000000000000002E-3,"m/d","vdt"]
["Pathogens:"]
["Decay rate",0.8,"/d","kdx"]
["Temp correction",1.07,null,"qdx"]
["Settling velocity",1,"m/d","vx"]
["Light efficiency factor",1,null,"apath"]
["pH:"]
["Partial pressure of carbon dioxide",347,"ppm","pCO2"]
["Constituent i"]
["First-order reaction rate",0,"/d"]
["Temp correction",1,null,"qdx"]
["Settling velocity",0,"m/d","vdt"]
["Constituent ii"]
["First-order reaction rate",0,"/d"]
["Temp correction",1,null,"qdx"]
["Settling velocity",0,"m/d","vdt"]
["Constituent iii"]
["First-order reaction rate",0,"/d"]
["Temp correction",1,null,"qdx"]
["Settling velocity",0,"m/d","vdt"]

{"sheet":"Light and Heat","index":12,"n_rows":32,"n_cols":4,"rows_kept":32,"cut":false,"hidden":false,"merged":[]}
["QUAL2K"]
["Stream Water Quality Model"]
["Lick Creek (8/18/2019)"]
["Light Parameters and Surface Heat Transfer Models:"]
[]
[]
["Parameter","Value","Unit"]
["Photosynthetically Available Radiation",0.47]
["Background light extinction",0.2,"/m","keb"]
["Linear chlorophyll light extinction",8.8000000000000005E-3,"1/m-(ugA/L)","ap"]
["Nonlinear chlorophyll light extinction",5.3999999999999999E-2,"1/m-(ugA/L)2/3","apn"]
["ISS light extinction",5.1999999999999998E-2,"1/m-(mgD/L)","ai"]
["Detritus light extinction",0.17399999999999999,"1/m-(mgD/L)","ao"]
["Solar shortwave radiation model"]
["Atmospheric attenuation model for solar","Bras"]
["Bras solar parameter (used if Bras solar model is selected)"]
["atmospheric turbidity coefficient (2=clear, 5=smoggy, default=2)",2,null,"nfac"]
["Ryan-Stolzenbach solar parameter (used if Ryan-Stolzenbach solar model is selected)"]
["atmospheric transmission coefficient (0.70-0.91, default 0.8)",0.8,null,"atc"]
["Downwelling atmospheric longwave IR radiation"]
["atmospheric longwave emissivity model","Brunt"]
["Evaporation and air convection/conduction"]
["wind speed function for evaporation and air convection/conduction","Brady-Graves-Geyer"]
["Sediment heat parameters"]
["Sediment thermal thickness",15,"cm","Hs"]
["Sediment thermal diffusivity",6.4000000000000003E-3,"cm2/s","as"]
["Sediment density",1.6,"g/cm3","rs"]
["Water density",1,"g/cm3","rw"]
["Sediment heat capacity",0.4,"cal/(g oC)","Cps"]
["Water heat capacity",1,"cal/(g oC)","Cpw"]
["Sediment diagenesis model"]
["Compute SOD and nutrient fluxes","Yes"]

{"sheet":"Diffuse Sources","index":13,"n_rows":9,"n_cols":28,"rows_kept":9,"cut":false,"hidden":false,"merged":[[6,3,6,4],[6,0,7,0],[6,1,7,1],[6,2,7,2]]}
["QUAL2K"]
["Stream Water Quality Model"]
["Lick Creek (8/18/2019)"]
["Diffuse Source Data:"]
[]
[]
[null,"Tributary","Headwater","Location",null,"Diffuse","Diffuse",null,"Spec","Inorg","Diss","CBOD","CBOD","Organic","Ammon","Nitrate","Organic","Inorganic ","Phyto","Internal","Internal",null,null,null,"Constituent","Constituent","Constituent"]
[null,null,null,"Up","Down","Abstraction","Inflow","Temp","Cond","SS","Oxygen","slow","fast","N","N","N","P","P","plankton"," Nitrogen","Phosphorus","Detritus","Pathogen","Alk","i","ii","iii","pH"]
["Name","No.*","Label","km","km","m3/s","m3/s","C","umhos","mgD/L","mg/L","mgO2/L","mgO2/L","ugN/L","ugN/L","ugN/L","ugP/L","ugP/L","ug/L","ugN/L","ugP/L","mgD/L","cfu/100 mL","mgCaCO3/L"]

{"sheet":"Point Sources","index":14,"n_rows":14,"n_cols":69,"rows_kept":14,"cut":false,"hidden":false,"merged":[[6,30,6,32],[6,33,6,35],[6,0,7,0],[6,24,6,26],[6,27,6,29],[6,6,6,8],[6,9,6,11],[6,12,6,14],[6,15,6,17],[6,2,7,2],[6,1,7,1],[6,3,7,3],[6,4,6,5],[6,18,6,20],[6,21,6,23],[6,63,6,65],[6,66,6,68],[6,36,6,38],[6,39,6,41],[6,57,6,59],[6,60,6,62],[6,42,6,44],[6,45,6,47],[6,54,6,56],[6,48,6,50],[6,51,6,53]]}
["QUAL2K"]
["Stream Water Quality Model"]
["Lick Creek (8/18/2019)"]
["Point Source Data:"]
[]
[]
[null,"Tributary","Headwater","Location","Point",null,"Temperature",null,null,"Specific Conductance",null,null,"Inorganic Suspended Solids",null,null,"Dissolved Oxygen",null,null,"Slow CBOD",null,null,"Fast CBOD",null,null,"Organic N",null,null,"Ammonia N",null,null,"Nitrate + Nitrite N",null,null,"Organic P",null,null,"Inorganic P",null,null,"Phytoplankton",null,null,"Internal Nitrogen",null,null,"Internal Phosphorus",null,null,"Detritus",null,null,"Pathogen Indicator Bacteria",null,null,"Alkalinity",null,null,"Constituent i",null,null,"Constituent ii",null,null,"Constituent iii",null,null,"pH"]
[null,null,null,null,"Abstraction","Inflow","mean","range/2","time of","mean","range/2","time of","mean","range/2","time of","mean","range/2","time of","mean","range/2","time of","mean","range/2","time of","mean","range/2","time of","mean","range/2","time of","mean","range/2","time of","mean","range/2","time of","mean","range/2","time of","mean","range/2","time of","mean","range/2","time of","mean","range/2","time of","mean","range/2","time of","mean","range/2","time of","mean","range/2","time of","mean","range/2","time of","mean","range/2","time of","mean","range/2","time of","mean","range/2","time of"]
["Name","No.","Label","km","m3/s","m3/s","°C","°C","max","umhos","umhos","max","mg/L","mg/L","max","mg/L","mg/L","max","mgO2/L","mgO2/L","max","mgO2/L","mgO2/L","max","ugN/L","ugN/L","max","ugN/L","ugN/L","max","ugN/L","ugN/L","max","ugP/L","ugP/L","max","ugP/L","ugP/L","max","ugA/L","ugA/L","max","ugN/L","ugN/L","max","ugP/L","ugP/L","max","mgD/L","mgD/L","max","cfu/100ml","cfu/100ml","max","mgCaCO3/L","mgCaCO3/L","max",null,null,"max",null,null,"max",null,null,"max","s.u.","s.u.","max"]
["WWTP - 8 mgd",0,"Mainstem headwater",17.123000000000001,0,0.3505008,25,0,"17:00:00",0,0,"00:00:00",5,0,"16:00:00",6,0,"15:00:00",0,0,"00:00:00",7,0,"00:00:00",2000,0,"00:00:00",1500,0,"00:00:00",4500,0,"00:00:00",400,0,"00:00:00",100,0,"00:00:00",0,0,"00:00:00",0,0,"00:00:00",0,0,"00:00:00",0,0,"00:00:00",0,0,"00:00:00",150,0,"00:00:00",0,0,"00:00:00",0,0,"00:00:00",0,0,"00:00:00",7.2,0,43359.666666666701]
["Tatum Creek",0,"Mainstem headwater",11.86,0,6.8961397220629106E-2,27,3,"17:00:00",0,0,"00:00:00",3,2,43359.666666666701,6,2.5,43359.625,0,0,"00:00:00",1.5,0.5,43359,90,10,"00:00:00",100,50,"00:00:00",220,90,"00:00:00",0,10,"00:00:00",60,50,"00:00:00",14.05,4,43359.666666666701,0,0,"00:00:00",0,0,"00:00:00",1.6,1,"00:00:00",0,0,"00:00:00",101.9,15,"00:00:00",0,0,"00:00:00",0,0,"00:00:00",0,0,"00:00:00",7.8,0.3,43359.666666666701]
["Dog Creek",0,"Mainstem headwater",9.68,0,5.7866559483002303E-2,27,3,"17:00:00",0,0,"00:00:00",4,2,43359.666666666701,6,2.5,43359.625,0,0,"00:00:00",1.5,0.5,43359,260,10,"00:00:00",100,50,"00:00:00",220,120,"00:00:00",10,10,"00:00:00",80,50,"00:00:00",28.34,4,43359.666666666701,0,0,"00:00:00",0,0,"00:00:00",0.4,1,"00:00:00",0,0,"00:00:00",90.2,10,"00:00:00",0,0,"00:00:00",0,0,"00:00:00",0,0,"00:00:00",7.9,0.3,43359.666666666701]
["Fort Cooper Creek",0,"Mainstem headwater",7.69,0,1.28711072382707E-2,27,3,"17:00:00",0,0,"00:00:00",18,2,43359.666666666701,6,2.5,43359.625,0,0,"00:00:00",1.5,0.5,43359,50,10,"00:00:00",100,50,"00:00:00",120,60,"00:00:00",0,10,"00:00:00",160,50,"00:00:00",16.47,4,43359.666666666701,0,0,"00:00:00",0,0,"00:00:00",4,1,"00:00:00",0,0,"00:00:00",55.6,10,"00:00:00",0,0,"00:00:00",0,0,"00:00:00",0,0,"00:00:00",7.5,0.3,43359.666666666701]
["Hassell Creek",0,"Mainstem headwater",7.31,0,0.104706893833986,27,3,"17:00:00",0,0,"00:00:00",4,2,43359.666666666701,6,2.5,43359.625,0,0,"00:00:00",1.5,0.5,43359,50,10,"00:00:00",100,50,"00:00:00",130,70,"00:00:00",0,10,"00:00:00",80,50,"00:00:00",12.81,4,43359.666666666701,0,0,"00:00:00",0,0,"00:00:00",1,1,"00:00:00",0,0,"00:00:00",59.4,10,"00:00:00",0,0,"00:00:00",0,0,"00:00:00",0,0,"00:00:00",7.5,0.3,43359.666666666701]

{"sheet":"Hydraulics Data","index":15,"n_rows":8,"n_cols":6,"rows_kept":8,"cut":false,"hidden":false,"merged":[]}
["QUAL2K"]
["Stream Water Quality Model"]
["Lick Creek (8/18/2019)"]
["Hydraulics Data:"]
[]
[]
["Tributary","Distance","Q-data","H-data","U-data","Travel time"]
["No.","x(km)","m3/s","m","m/s","data (d)"]

{"sheet":"Temperature Data","index":16,"n_rows":8,"n_cols":5,"rows_kept":8,"cut":false,"hidden":false,"merged":[]}
["QUAL2K"]
["Stream Water Quality Model"]
["Lick Creek (8/18/2019)"]
["Temperature Data:"]
[]
[]
["Tributary","Distance","Mean","Minimum","Maximum"]
["No.","x(km)","Temp-data","Temp-data","Temp-data"]

{"sheet":"WQ Data","index":17,"n_rows":9,"n_cols":33,"rows_kept":9,"cut":false,"hidden":false,"merged":[]}
["QUAL2K"]
["Stream Water Quality Model"]
["Lick Creek (8/18/2019)"]
["Water Quality Data:"]
[]
[]
["Tributary","Distance","Cond (umhos)","ISS (mgD/L)","DO (mgO2/L)","CBODs (mgO2/L)","CBODf (mgO2/L)","Norg (ugN/L)","NH4 (ugN/L)","NO3 (ugN/L)","Porg (ugN/L)","Inorg P (ugP/L)","Phyto (ugA/L)","Detr (mgD/L)","Pathogens (cfu/100 mL)","Alk (mgCaCO3/L)","Constituent i","Constituent ii","Constituent iii","pH","Bot Alg (mgA/m^2)","TN (ugN/L)","TP (ugP/L)","TSS (mgD/L)","NH3 (ugN/L)",null,null,"Sediment","Sediment","Sediment","CBODu","TOC","TKN"]
["No.","km","data","data","data","data","data","data","data","data","data","data","data","data","data","data","data","data","data","data","data","data","data","data","data","%sat-data","SOD-data","JNH4-data","JCH4-data","JInorg P-data","mgO2/L","mgC/L","ugN/L"]
[0,1.64597481132881,null,8,7.7,null,2,25,null,null,null,110,28.83,null,null,null,null,null,null,null,null,50,50,10,50,null,null,null,null,null,null,15.87,50]

{"sheet":"WQ Data Min","index":18,"n_rows":8,"n_cols":33,"rows_kept":8,"cut":false,"hidden":false,"merged":[]}
["QUAL2K"]
["Stream Water Quality Model"]
["Lick Creek (8/18/2019)"]
["Water Quality Data Minimum:"]
[]
[]
["Tributary","Distance","Minimum","Minimum","Minimum","Minimum","Minimum","Minimum","Minimum","Minimum","Minimum","Minimum","Minimum","Minimum","Minimum","Minimum","Minimum","Minimum","Minimum","Minimum","Minimum","Minimum","Minimum","Minimum","Minimum","Minimum","Minimum","Minimum","Minimum","Minimum","Minimum","TOC","Minimum"]
["No.","km","cond-data","ISS-data","DO-data","CBODs-data","CBODf-data","No-data","NH4-data","NO3-data","Po-data","Inorg P-data","Phyto-data","Detritus-data","Pathogen-data","Alk-data","Constituent i","Constituent ii","Constituent iii","pH-data","Bot Alg (mgA/m^2)","TN-data","TP-data","TSS-data","NH3","%sat-data","SOD-data","JNH4-data","JCH4-data","JInorg P-data","CBODu","mgC/L","TKN"]

{"sheet":"WQ Data Max","index":19,"n_rows":8,"n_cols":33,"rows_kept":8,"cut":false,"hidden":false,"merged":[]}
["QUAL2K"]
["Stream Water Quality Model"]
["Lick Creek (8/18/2019)"]
["Water Quality Data Maximum:"]
[]
[]
["Tributary","Distance","Maximum","Maximum","Maximum","Maximum","Maximum","Maximum","Maximum","Maximum","Maximum","Maximum","Maximum","Maximum","Maximum","Maximum","Maximum","Maximum","Maximum","Maximum","Maximum","Maximum","Maximum","Maximum","Maximum","Maximum","Maximum","Maximum","Maximum","Maximum","Maximum","TOC","Maximum"]
["No.","km","cond-data","ISS-data","DO-data","CBODs-data","CBODf-data","No-data","NH4-data","NO3-data","Po-data","Inorg P-data","Phyto-data","Detritus-data","Pathogen-data","Alk-data","Constituent i","Constituent ii","Constituent iii","pH-data","Bot Alg (mgA/m^2)","TN-data","TP-data","TSS-data","NH3","%sat-data","SOD-data","JNH4-data","JCH4-data","JInorg P-data","CBODu","mgC/L","TKN"]

{"sheet":"Diel Data","index":20,"n_rows":10,"n_cols":26,"rows_kept":10,"cut":false,"hidden":false,"merged":[]}
["QUAL2K"]
["Stream Water Quality Model"]
["Lick Creek (8/18/2019)"]
["Diel Data:"]
[]
["Reach",14]
["Element",1]
[]
[null,"Temp Water","Temp Sediments","cond (umhos)","ISS (mg/L)","DO(mg/L)","CBODs (mgO2/L)","CBODf (mgO2/L)","No(ugN/L)","NH4(ugN/L)","NO3(ugN/L)","Po (ugP/L)","Inorg P (ugP/L)","Phyto (ugA/L)","Detritus (mgD/L)","Pathogen","Alk","Constituent i","Constituent ii","Constituent iii","pH","Bot Alg","TSS (mgD/L)","TP (ugP/L)","TN (ugN/L)","TKN (ugN/L)"]
["t (hr)","(C) data","(C) data","data","data","data","data","data","data","data","data","data","data","data","data","data","data","data","data","data","data"," (mgA/m2) data","data","data","data","data"]

{"sheet":"MultiDiel Data","index":21,"n_rows":8,"n_cols":28,"rows_kept":8,"cut":false,"hidden":false,"merged":[]}
["QUAL2K"]
["Stream Water Quality Model"]
["Boulder Creek (8/21/1987)"]
["Diel Data:"]
[]
[]
["Tributary","Distance",null,"Temp Water","Temp Sediments","cond (umhos)","ISS (mg/L)","DO(mg/L)","CBODs (mgO2/L)","CBODf (mgO2/L)","No(ugN/L)","NH4(ugN/L)","NO3(ugN/L)","Po (ugP/L)","Inorg P (ugP/L)","Phyto (ugA/L)","Detritus (mgD/L)","Pathogen","Alk","Constituent i","Constituent ii","Constituent iii","pH","Bot Alg","TSS (mgD/L)","TP (ugP/L)","TN (ugN/L)","TKN (ugN/L)"]
["No.","km","t (hr)","(C) data","(C) data","data","data","data","data","data","data","data","data","data","data","data","data","data","data","data","data","data","data"," (mgA/m2) data","data","data","data","data"]

{"sheet":"Source Summary","index":22,"n_rows":15296,"n_cols":29,"rows_kept":2250,"cut":true,"hidden":false,"merged":[],"bounds":{"rows_first":1000,"rows_last":250,"rows_between":1000,"halvings":1}}
["QUAL2K"]
["Stream Water Quality Model"]
["Lick Creek (8/18/2019)"]
["Source Summary (Hourly)"]
[]
[]
["Time","Tributary","Reach","Downstream","Up Dist","Down Dist","Abstraction","Inflow","Temp","Cond","ISS","Oxygen","CBODs","CBODf","No","NH4","NO3","Po","Inorg P","Phyto","INP","IPP","Detritus","Pathogens","Alk","Constituent","Constituent","Constituent","pH"]
[null,"Label","Label","Label","x(km)","x(km)","cms","cms","C","umhos","mgD/L","mgO2/L","mgO2/L","mgO2/L","ugN/L","ugN/L","ugN/L","ugP/L","ugP/L","ugA/L","ugN/L","ugP/L","mgD/L","cfu/100 mL","mgCaCO3/L","i","ii","iii"]
["2019-08-18",0,"Mainstream Head","               ",17.4969,17.3995,0,0,0,0,0,0,0,0,0,0,0,0,0,0,0,0,0,0,0,0,0,0,0]
[null,0,"Mainstream Head","               ",17.3995,17.302099999999999,0,0,0,0,0,0,0,0,0,0,0,0,0,0,0,0,0,0,0,0,0,0,0]
[null,0,"Mainstream Head","               ",17.302099999999999,17.204799999999999,0,0,0,0,0,0,0,0,0,0,0,0,0,0,0,0,0,0,0,0,0,0,0]
[null,0,"Mainstream Head","               ",17.204799999999999,17.107399999999998,0,0.35049999999999998,25,0,5,6,0,7,2000,1500,4500,400,100,0,0,0,0,0,150,0,0,0,7.2]
[null,0,"Mainstream Head","               ",17.107399999999998,17.010000000000002,0,0,0,0,0,0,0,0,0,0,0,0,0,0,0,0,0,0,0,0,0,0,0]
[null,0,"               ","               ",17.010000000000002,16.9114,0,0,0,0,0,0,0,0,0,0,0,0,0,0,0,0,0,0,0,0,0,0,0]
[null,0,"               ","               ",16.9114,16.812799999999999,0,0,0,0,0,0,0,0,0,0,0,0,0,0,0,0,0,0,0,0,0,0,0]
[null,0,"               ","               ",16.812799999999999,16.714200000000002,0,0,0,0,0,0,0,0,0,0,0,0,0,0,0,0,0,0,0,0,0,0,0]
[null,0,"               ","               ",16.714200000000002,16.615600000000001,0,0,0,0,0,0,0,0,0,0,0,0,0,0,0,0,0,0,0,0,0,0,0]
[null,0,"               ","               ",16.615600000000001,16.516999999999999,0,0,0,0,0,0,0,0,0,0,0,0,0,0,0,0,0,0,0,0,0,0,0]
[null,0,"               ","               ",16.516999999999999,16.418399999999998,0,0,0,0,0,0,0,0,0,0,0,0,0,0,0,0,0,0,0,0,0,0,0]
[null,0,"               ","               ",16.418399999999998,16.319800000000001,0,0,0,0,0,0,0,0,0,0,0,0,0,0,0,0,0,0,0,0,0,0,0]
[null,0,"               ","               ",16.319800000000001,16.229900000000001,0,0,0,0,0,0,0,0,0,0,0,0,0,0,0,0,0,0,0,0,0,0,0]
[null,0,"               ","               ",16.229900000000001,16.14,0,0,0,0,0,0,0,0,0,0,0,0,0,0,0,0,0,0,0,0,0,0,0]
[null,0,"               ","               ",16.14,16.0501,0,0,0,0,0,0,0,0,0,0,0,0,0,0,0,0,0,0,0,0,0,0,0]
[null,0,"               ","               ",16.0501,15.932499999999999,0,0,0,0,0,0,0,0,0,0,0,0,0,0,0,0,0,0,0,0,0,0,0]
[null,0,"               ","               ",15.932499999999999,15.8148,0,0,0,0,0,0,0,0,0,0,0,0,0,0,0,0,0,0,0,0,0,0,0]
[null,0,"               ","               ",15.8148,15.716200000000001,0,0,0,0,0,0,0,0,0,0,0,0,0,0,0,0,0,0,0,0,0,0,0]
[null,0,"               ","               ",15.716200000000001,15.617699999999999,0,0,0,0,0,0,0,0,0,0,0,0,0,0,0,0,0,0,0,0,0,0,0]
[null,0,"               ","               ",15.617699999999999,15.5191,0,0,0,0,0,0,0,0,0,0,0,0,0,0,0,0,0,0,0,0,0,0,0]
[null,0,"               ","               ",15.5191,15.420500000000001,0,0,0,0,0,0,0,0,0,0,0,0,0,0,0,0,0,0,0,0,0,0,0]
[null,0,"               ","               ",15.420500000000001,15.321999999999999,0,0,0,0,0,0,0,0,0,0,0,0,0,0,0,0,0,0,0,0,0,0,0]
[null,0,"               ","               ",15.321999999999999,15.2234,0,0,0,0,0,0,0,0,0,0,0,0,0,0,0,0,0,0,0,0,0,0,0]
[null,0,"               ","               ",15.2234,15.1248,0,0,0,0,0,0,0,0,0,0,0,0,0,0,0,0,0,0,0,0,0,0,0]
[null,0,"               ","               ",15.1248,14.170299999999999,0,0,0,0,0,0,0,0,0,0,0,0,0,0,0,0,0,0,0,0,0,0,0]
[null,0,"               ","               ",14.170299999999999,13.191599999999999,0,0,0,0,0,0,0,0,0,0,0,0,0,0,0,0,0,0,0,0,0,0,0]
[null,0,"               ","               ",13.191599999999999,11.717000000000001,0,6.9000000000000006E-2,26.223500000000001,0,2,4.2321999999999997,0,2,100,150,310,10,110,12.05,0,0,2.6,0,116.9,0,0,0,7.65]
[null,0,"Tatum Creek Con","               ",11.717000000000001,11.087899999999999,0,0,0,0,0,0,0,0,0,0,0,0,0,0,0,0,0,0,0,0,0,0,0]
[null,0,"               ","               ",11.087899999999999,10.018700000000001,0,0,0,0,0,0,0,0,0,0,0,0,0,0,0,0,0,0,0,0,0,0,0]
[null,0,"               ","               ",10.018700000000001,9.5556999999999999,0,5.79E-2,26.223500000000001,0,3,4.2321999999999997,0,2,270,150,340,20,130,26.34,0,0,1.4,0,100.2,0,0,0,7.75]
[null,0,"Dog Creek Confl","               ",9.5556999999999999,8.7954000000000008,0,0,0,0,0,0,0,0,0,0,0,0,0,0,0,0,0,0,0,0,0,0,0]
[null,0,"               ","               ",8.7954000000000008,7.5621,0,1.29E-2,26.223500000000001,0,17,4.2321999999999997,0,2,60,150,180,10,210,14.47,0,0,5,0,65.599999999999994,0,0,0,7.35]
[null,0,"Fort Cooper Cre","               ",7.5621,7.1863999999999999,0,0.1047,26.223500000000001,0,3,4.2321999999999997,0,2,60,150,200,10,130,10.81,0,0,2,0,69.400000000000006,0,0,0,7.35]
[null,0,"               ","               ",7.1863999999999999,6.2675999999999998,0,0,0,0,0,0,0,0,0,0,0,0,0,0,0,0,0,0,0,0,0,0,0]
[null,0,"Hassell Creek C","               ",6.2675999999999998,5.3856000000000002,0,0,0,0,0,0,0,0,0,0,0,0,0,0,0,0,0,0,0,0,0,0,0]
[null,0,"               ","               ",5.3856000000000002,4.9008000000000003,0,0,0,0,0,0,0,0,0,0,0,0,0,0,0,0,0,0,0,0,0,0,0]
[null,0,"               ","               ",4.9008000000000003,4.0689000000000002,0,0,0,0,0,0,0,0,0,0,0,0,0,0,0,0,0,0,0,0,0,0,0]
[null,0,"               ","               ",4.0689000000000002,3.7227000000000001,0,0,0,0,0,0,0,0,0,0,0,0,0,0,0,0,0,0,0,0,0,0,0]
[null,0,"               ","               ",3.7227000000000001,3.3765999999999998,0,0,0,0,0,0,0,0,0,0,0,0,0,0,0,0,0,0,0,0,0,0,0]
[null,0,"               ","               ",3.3765999999999998,3.0305,0,0,0,0,0,0,0,0,0,0,0,0,0,0,0,0,0,0,0,0,0,0,0]
[null,0,"               ","               ",3.0305,2.6844000000000001,0,0,0,0,0,0,0,0,0,0,0,0,0,0,0,0,0,0,0,0,0,0,0]
[null,0,"               ","               ",2.6844000000000001,2.3382000000000001,0,0,0,0,0,0,0,0,0,0,0,0,0,0,0,0,0,0,0,0,0,0,0]
[null,0,"               ","               ",2.3382000000000001,1.9921,0,0,0,0,0,0,0,0,0,0,0,0,0,0,0,0,0,0,0,0,0,0,0]
[null,0,"               ","               ",1.9921,1.6459999999999999,0,0,0,0,0,0,0,0,0,0,0,0,0,0,0,0,0,0,0,0,0,0,0]
[null,0,"Downstream samp","               ",1.6459999999999999,1.5088999999999999,0,0,0,0,0,0,0,0,0,0,0,0,0,0,0,0,0,0,0,0,0,0,0]
[null,0,"Downstream samp","               ",1.5088999999999999,1.3716999999999999,0,0,0,0,0,0,0,0,0,0,0,0,0,0,0,0,0,0,0,0,0,0,0]
[null,0,"Downstream samp","               ",1.3716999999999999,1.2345999999999999,0,0,0,0,0,0,0,0,0,0,0,0,0,0,0,0,0,0,0,0,0,0,0]
[null,0,"Downstream samp","               ",1.2345999999999999,1.0974999999999999,0,0,0,0,0,0,0,0,0,0,0,0,0,0,0,0,0,0,0,0,0,0,0]
[null,0,"Downstream samp","               ",1.0974999999999999,0.96040000000000003,0,0,0,0,0,0,0,0,0,0,0,0,0,0,0,0,0,0,0,0,0,0,0]
[null,0,"               ","               ",0.96040000000000003,0,0,0,0,0,0,0,0,0,0,0,0,0,0,0,0,0,0,0,0,0,0,0,0]
["2019-08-18T01:00:00",0,"Mainstream Head","               ",17.4969,17.3995,0,0,0,0,0,0,0,0,0,0,0,0,0,0,0,0,0,0,0,0,0,0,0]
[null,0,"Mainstream Head","               ",17.3995,17.302099999999999,0,0,0,0,0,0,0,0,0,0,0,0,0,0,0,0,0,0,0,0,0,0,0]
[null,0,"Mainstream Head","               ",17.302099999999999,17.204799999999999,0,0,0,0,0,0,0,0,0,0,0,0,0,0,0,0,0,0,0,0,0,0,0]
[null,0,"Mainstream Head","               ",17.204799999999999,17.107399999999998,0,0.35049999999999998,25,0,5,6,0,7,2000,1500,4500,400,100,0,0,0,0,0,150,0,0,0,7.2]
[null,0,"Mainstream Head","               ",17.107399999999998,17.010000000000002,0,0,0,0,0,0,0,0,0,0,0,0,0,0,0,0,0,0,0,0,0,0,0]
[null,0,"               ","               ",17.010000000000002,16.9114,0,0,0,0,0,0,0,0,0,0,0,0,0,0,0,0,0,0,0,0,0,0,0]
[null,0,"               ","               ",16.9114,16.812799999999999,0,0,0,0,0,0,0,0,0,0,0,0,0,0,0,0,0,0,0,0,0,0,0]
[null,0,"               ","               ",16.812799999999999,16.714200000000002,0,0,0,0,0,0,0,0,0,0,0,0,0,0,0,0,0,0,0,0,0,0,0]
[null,0,"               ","               ",16.714200000000002,16.615600000000001,0,0,0,0,0,0,0,0,0,0,0,0,0,0,0,0,0,0,0,0,0,0,0]
[null,0,"               ","               ",16.615600000000001,16.516999999999999,0,0,0,0,0,0,0,0,0,0,0,0,0,0,0,0,0,0,0,0,0,0,0]
[null,0,"               ","               ",16.516999999999999,16.418399999999998,0,0,0,0,0,0,0,0,0,0,0,0,0,0,0,0,0,0,0,0,0,0,0]
[null,0,"               ","               ",16.418399999999998,16.319800000000001,0,0,0,0,0,0,0,0,0,0,0,0,0,0,0,0,0,0,0,0,0,0,0]
[null,0,"               ","               ",16.319800000000001,16.229900000000001,0,0,0,0,0,0,0,0,0,0,0,0,0,0,0,0,0,0,0,0,0,0,0]
[null,0,"               ","               ",16.229900000000001,16.14,0,0,0,0,0,0,0,0,0,0,0,0,0,0,0,0,0,0,0,0,0,0,0]
[null,0,"               ","               ",16.14,16.0501,0,0,0,0,0,0,0,0,0,0,0,0,0,0,0,0,0,0,0,0,0,0,0]
[null,0,"               ","               ",16.0501,15.932499999999999,0,0,0,0,0,0,0,0,0,0,0,0,0,0,0,0,0,0,0,0,0,0,0]
[null,0,"               ","               ",15.932499999999999,15.8148,0,0,0,0,0,0,0,0,0,0,0,0,0,0,0,0,0,0,0,0,0,0,0]
[null,0,"               ","               ",15.8148,15.716200000000001,0,0,0,0,0,0,0,0,0,0,0,0,0,0,0,0,0,0,0,0,0,0,0]
[null,0,"               ","               ",15.716200000000001,15.617699999999999,0,0,0,0,0,0,0,0,0,0,0,0,0,0,0,0,0,0,0,0,0,0,0]
[null,0,"               ","               ",15.617699999999999,15.5191,0,0,0,0,0,0,0,0,0,0,0,0,0,0,0,0,0,0,0,0,0,0,0]
[null,0,"               ","               ",15.5191,15.420500000000001,0,0,0,0,0,0,0,0,0,0,0,0,0,0,0,0,0,0,0,0,0,0,0]
[null,0,"               ","               ",15.420500000000001,15.321999999999999,0,0,0,0,0,0,0,0,0,0,0,0,0,0,0,0,0,0,0,0,0,0,0]
[null,0,"               ","               ",15.321999999999999,15.2234,0,0,0,0,0,0,0,0,0,0,0,0,0,0,0,0,0,0,0,0,0,0,0]
[null,0,"               ","               ",15.2234,15.1248,0,0,0,0,0,0,0,0,0,0,0,0,0,0,0,0,0,0,0,0,0,0,0]
[null,0,"               ","               ",15.1248,14.170299999999999,0,0,0,0,0,0,0,0,0,0,0,0,0,0,0,0,0,0,0,0,0,0,0]
[null,0,"               ","               ",14.170299999999999,13.191599999999999,0,0,0,0,0,0,0,0,0,0,0,0,0,0,0,0,0,0,0,0,0,0,0]
[null,0,"               ","               ",13.191599999999999,11.717000000000001,0,6.9000000000000006E-2,25.5,0,1.5858000000000001,3.8349000000000002,0,1.9830000000000001,99.659300000000002,148.2963,306.93329999999997,9.6593,108.2963,11.2216,0,0,2.5659000000000001,0,116.38890000000001,0,0,0,7.5879000000000003]
[null,0,"Tatum Creek Con","               ",11.717000000000001,11.087899999999999,0,0,0,0,0,0,0,0,0,0,0,0,0,0,0,0,0,0,0,0,0,0,0]
[null,0,"               ","               ",11.087899999999999,10.018700000000001,0,0,0,0,0,0,0,0,0,0,0,0,0,0,0,0,0,0,0,0,0,0,0]
[null,0,"               ","               ",10.018700000000001,9.5556999999999999,0,5.79E-2,25.5,0,2.5857999999999999,3.8349000000000002,0,1.9830000000000001,269.65929999999997,148.2963,335.91109999999998,19.659300000000002,128.2963,25.511600000000001,0,0,1.3658999999999999,0,99.859300000000005,0,0,0,7.6879]
[null,0,"Dog Creek Confl","               ",9.5556999999999999,8.7954000000000008,0,0,0,0,0,0,0,0,0,0,0,0,0,0,0,0,0,0,0,0,0,0,0]
[null,0,"               ","               ",8.7954000000000008,7.5621,0,1.29E-2,25.5,0,16.585799999999999,3.8349000000000002,0,1.9830000000000001,59.659300000000002,148.2963,177.9555,9.6593,208.2963,13.6416,0,0,4.9659000000000004,0,65.259299999999996,0,0,0,7.2878999999999996]
[null,0,"Fort Cooper Cre","               ",7.5621,7.1863999999999999,0,0.1047,25.5,0,2.5857999999999999,3.8349000000000002,0,1.9830000000000001,59.659300000000002,148.2963,197.6148,9.6593,128.2963,9.9816000000000003,0,0,1.9659,0,69.059299999999993,0,0,0,7.2878999999999996]
[null,0,"               ","               ",7.1863999999999999,6.2675999999999998,0,0,0,0,0,0,0,0,0,0,0,0,0,0,0,0,0,0,0,0,0,0,0]
[null,0,"Hassell Creek C","               ",6.2675999999999998,5.3856000000000002,0,0,0,0,0,0,0,0,0,0,0,0,0,0,0,0,0,0,0,0,0,0,0]
[null,0,"               ","               ",5.3856000000000002,4.9008000000000003,0,0,0,0,0,0,0,0,0,0,0,0,0,0,0,0,0,0,0,0,0,0,0]
[null,0,"               ","               ",4.9008000000000003,4.0689000000000002,0,0,0,0,0,0,0,0,0,0,0,0,0,0,0,0,0,0,0,0,0,0,0]
[null,0,"               ","               ",4.0689000000000002,3.7227000000000001,0,0,0,0,0,0,0,0,0,0,0,0,0,0,0,0,0,0,0,0,0,0,0]
[null,0,"               ","               ",3.7227000000000001,3.3765999999999998,0,0,0,0,0,0,0,0,0,0,0,0,0,0,0,0,0,0,0,0,0,0,0]
[null,0,"               ","               ",3.3765999999999998,3.0305,0,0,0,0,0,0,0,0,0,0,0,0,0,0,0,0,0,0,0,0,0,0,0]
[null,0,"               ","               ",3.0305,2.6844000000000001,0,0,0,0,0,0,0,0,0,0,0,0,0,0,0,0,0,0,0,0,0,0,0]
[null,0,"               ","               ",2.6844000000000001,2.3382000000000001,0,0,0,0,0,0,0,0,0,0,0,0,0,0,0,0,0,0,0,0,0,0,0]
[null,0,"               ","               ",2.3382000000000001,1.9921,0,0,0,0,0,0,0,0,0,0,0,0,0,0,0,0,0,0,0,0,0,0,0]
[null,0,"               ","               ",1.9921,1.6459999999999999,0,0,0,0,0,0,0,0,0,0,0,0,0,0,0,0,0,0,0,0,0,0,0]
[null,0,"Downstream samp","               ",1.6459999999999999,1.5088999999999999,0,0,0,0,0,0,0,0,0,0,0,0,0,0,0,0,0,0,0,0,0,0,0]
[null,0,"Downstream samp","               ",1.5088999999999999,1.3716999999999999,0,0,0,0,0,0,0,0,0,0,0,0,0,0,0,0,0,0,0,0,0,0,0]
[null,0,"Downstream samp","               ",1.3716999999999999,1.2345999999999999,0,0,0,0,0,0,0,0,0,0,0,0,0,0,0,0,0,0,0,0,0,0,0]
[null,0,"Downstream samp","               ",1.2345999999999999,1.0974999999999999,0,0,0,0,0,0,0,0,0,0,0,0,0,0,0,0,0,0,0,0,0,0,0]
[null,0,"Downstream samp","               ",1.0974999999999999,0.96040000000000003,0,0,0,0,0,0,0,0,0,0,0,0,0,0,0,0,0,0,0,0,0,0,0]
[null,0,"               ","               ",0.96040000000000003,0,0,0,0,0,0,0,0,0,0,0,0,0,0,0,0,0,0,0,0,0,0,0,0]
["2019-08-18T02:00:00",0,"Mainstream Head","               ",17.4969,17.3995,0,0,0,0,0,0,0,0,0,0,0,0,0,0,0,0,0,0,0,0,0,0,0]
[null,0,"Mainstream Head","               ",17.3995,17.302099999999999,0,0,0,0,0,0,0,0,0,0,0,0,0,0,0,0,0,0,0,0,0,0,0]
[null,0,"Mainstream Head","               ",17.302099999999999,17.204799999999999,0,0,0,0,0,0,0,0,0,0,0,0,0,0,0,0,0,0,0,0,0,0,0]
[null,0,"Mainstream Head","               ",17.204799999999999,17.107399999999998,0,0.35049999999999998,25,0,5,6,0,7,2000,1500,4500,400,100,0,0,0,0,0,150,0,0,0,7.2]
[null,0,"Mainstream Head","               ",17.107399999999998,17.010000000000002,0,0,0,0,0,0,0,0,0,0,0,0,0,0,0,0,0,0,0,0,0,0,0]
[null,0,"               ","               ",17.010000000000002,16.9114,0,0,0,0,0,0,0,0,0,0,0,0,0,0,0,0,0,0,0,0,0,0,0]
[null,0,"               ","               ",16.9114,16.812799999999999,0,0,0,0,0,0,0,0,0,0,0,0,0,0,0,0,0,0,0,0,0,0,0]
[null,0,"               ","               ",16.812799999999999,16.714200000000002,0,0,0,0,0,0,0,0,0,0,0,0,0,0,0,0,0,0,0,0,0,0,0]
[null,0,"               ","               ",16.714200000000002,16.615600000000001,0,0,0,0,0,0,0,0,0,0,0,0,0,0,0,0,0,0,0,0,0,0,0]
[null,0,"               ","               ",16.615600000000001,16.516999999999999,0,0,0,0,0,0,0,0,0,0,0,0,0,0,0,0,0,0,0,0,0,0,0]
[null,0,"               ","               ",16.516999999999999,16.418399999999998,0,0,0,0,0,0,0,0,0,0,0,0,0,0,0,0,0,0,0,0,0,0,0]
[null,0,"               ","               ",16.418399999999998,16.319800000000001,0,0,0,0,0,0,0,0,0,0,0,0,0,0,0,0,0,0,0,0,0,0,0]
[null,0,"               ","               ",16.319800000000001,16.229900000000001,0,0,0,0,0,0,0,0,0,0,0,0,0,0,0,0,0,0,0,0,0,0,0]
[null,0,"               ","               ",16.229900000000001,16.14,0,0,0,0,0,0,0,0,0,0,0,0,0,0,0,0,0,0,0,0,0,0,0]
[null,0,"               ","               ",16.14,16.0501,0,0,0,0,0,0,0,0,0,0,0,0,0,0,0,0,0,0,0,0,0,0,0]
[null,0,"               ","               ",16.0501,15.932499999999999,0,0,0,0,0,0,0,0,0,0,0,0,0,0,0,0,0,0,0,0,0,0,0]
[null,0,"               ","               ",15.932499999999999,15.8148,0,0,0,0,0,0,0,0,0,0,0,0,0,0,0,0,0,0,0,0,0,0,0]
[null,0,"               ","               ",15.8148,15.716200000000001,0,0,0,0,0,0,0,0,0,0,0,0,0,0,0,0,0,0,0,0,0,0,0]
[null,0,"               ","               ",15.716200000000001,15.617699999999999,0,0,0,0,0,0,0,0,0,0,0,0,0,0,0,0,0,0,0,0,0,0,0]
[null,0,"               ","               ",15.617699999999999,15.5191,0,0,0,0,0,0,0,0,0,0,0,0,0,0,0,0,0,0,0,0,0,0,0]
[null,0,"               ","               ",15.5191,15.420500000000001,0,0,0,0,0,0,0,0,0,0,0,0,0,0,0,0,0,0,0,0,0,0,0]
[null,0,"               ","               ",15.420500000000001,15.321999999999999,0,0,0,0,0,0,0,0,0,0,0,0,0,0,0,0,0,0,0,0,0,0,0]
[null,0,"               ","               ",15.321999999999999,15.2234,0,0,0,0,0,0,0,0,0,0,0,0,0,0,0,0,0,0,0,0,0,0,0]
[null,0,"               ","               ",15.2234,15.1248,0,0,0,0,0,0,0,0,0,0,0,0,0,0,0,0,0,0,0,0,0,0,0]
[null,0,"               ","               ",15.1248,14.170299999999999,0,0,0,0,0,0,0,0,0,0,0,0,0,0,0,0,0,0,0,0,0,0,0]
[null,0,"               ","               ",14.170299999999999,13.191599999999999,0,0,0,0,0,0,0,0,0,0,0,0,0,0,0,0,0,0,0,0,0,0,0]
[null,0,"               ","               ",13.191599999999999,11.717000000000001,0,6.9000000000000006E-2,24.878699999999998,0,1.2679,3.5851999999999999,0,1.9330000000000001,98.660300000000007,143.3013,297.94229999999999,8.6602999999999994,103.3013,10.585900000000001,0,0,2.4660000000000002,0,114.8904,0,0,0,7.5401999999999996]
[null,0,"Tatum Creek Con","               ",11.717000000000001,11.087899999999999,0,0,0,0,0,0,0,0,0,0,0,0,0,0,0,0,0,0,0,0,0,0,0]
[null,0,"               ","               ",11.087899999999999,10.018700000000001,0,0,0,0,0,0,0,0,0,0,0,0,0,0,0,0,0,0,0,0,0,0,0]
[null,0,"               ","               ",10.018700000000001,9.5556999999999999,0,5.79E-2,24.878699999999998,0,2.2679,3.5851999999999999,0,1.9330000000000001,268.66030000000001,143.3013,323.923,18.660299999999999,123.3013,24.875900000000001,0,0,1.266,0,98.860299999999995,0,0,0,7.6402000000000001]
[null,0,"Dog Creek Confl","               ",9.5556999999999999,8.7954000000000008,0,0,0,0,0,0,0,0,0,0,0,0,0,0,0,0,0,0,0,0,0,0,0]
[null,0,"               ","               ",8.7954000000000008,7.5621,0,1.29E-2,24.878699999999998,0,16.267900000000001,3.5851999999999999,0,1.9330000000000001,58.660299999999999,143.3013,171.9615,8.6602999999999994,203.3013,13.0059,0,0,4.8659999999999997,0,64.260300000000001,0,0,0,7.2401999999999997]
[null,0,"Fort Cooper Cre","               ",7.5621,7.1863999999999999,0,0.1047,24.878699999999998,0,2.2679,3.5851999999999999,0,1.9330000000000001,58.660299999999999,143.3013,190.62180000000001,8.6602999999999994,123.3013,9.3459000000000003,0,0,1.8660000000000001,0,68.060299999999998,0,0,0,7.2401999999999997]
[null,0,"               ","               ",7.1863999999999999,6.2675999999999998,0,0,0,0,0,0,0,0,0,0,0,0,0,0,0,0,0,0,0,0,0,0,0]
[null,0,"Hassell Creek C","               ",6.2675999999999998,5.3856000000000002,0,0,0,0,0,0,0,0,0,0,0,0,0,0,0,0,0,0,0,0,0,0,0]
[null,0,"               ","               ",5.3856000000000002,4.9008000000000003,0,0,0,0,0,0,0,0,0,0,0,0,0,0,0,0,0,0,0,0,0,0,0]
[null,0,"               ","               ",4.9008000000000003,4.0689000000000002,0,0,0,0,0,0,0,0,0,0,0,0,0,0,0,0,0,0,0,0,0,0,0]
[null,0,"               ","               ",4.0689000000000002,3.7227000000000001,0,0,0,0,0,0,0,0,0,0,0,0,0,0,0,0,0,0,0,0,0,0,0]
[null,0,"               ","               ",3.7227000000000001,3.3765999999999998,0,0,0,0,0,0,0,0,0,0,0,0,0,0,0,0,0,0,0,0,0,0,0]
[null,0,"               ","               ",3.3765999999999998,3.0305,0,0,0,0,0,0,0,0,0,0,0,0,0,0,0,0,0,0,0,0,0,0,0]
[null,0,"               ","               ",3.0305,2.6844000000000001,0,0,0,0,0,0,0,0,0,0,0,0,0,0,0,0,0,0,0,0,0,0,0]
[null,0,"               ","               ",2.6844000000000001,2.3382000000000001,0,0,0,0,0,0,0,0,0,0,0,0,0,0,0,0,0,0,0,0,0,0,0]
[null,0,"               ","               ",2.3382000000000001,1.9921,0,0,0,0,0,0,0,0,0,0,0,0,0,0,0,0,0,0,0,0,0,0,0]
[null,0,"               ","               ",1.9921,1.6459999999999999,0,0,0,0,0,0,0,0,0,0,0,0,0,0,0,0,0,0,0,0,0,0,0]
[null,0,"Downstream samp","               ",1.6459999999999999,1.5088999999999999,0,0,0,0,0,0,0,0,0,0,0,0,0,0,0,0,0,0,0,0,0,0,0]
[null,0,"Downstream samp","               ",1.5088999999999999,1.3716999999999999,0,0,0,0,0,0,0,0,0,0,0,0,0,0,0,0,0,0,0,0,0,0,0]
[null,0,"Downstream samp","               ",1.3716999999999999,1.2345999999999999,0,0,0,0,0,0,0,0,0,0,0,0,0,0,0,0,0,0,0,0,0,0,0]
[null,0,"Downstream samp","               ",1.2345999999999999,1.0974999999999999,0,0,0,0,0,0,0,0,0,0,0,0,0,0,0,0,0,0,0,0,0,0,0]
[null,0,"Downstream samp","               ",1.0974999999999999,0.96040000000000003,0,0,0,0,0,0,0,0,0,0,0,0,0,0,0,0,0,0,0,0,0,0,0]
[null,0,"               ","               ",0.96040000000000003,0,0,0,0,0,0,0,0,0,0,0,0,0,0,0,0,0,0,0,0,0,0,0,0]
["2019-08-18T03:00:00",0,"Mainstream Head","               ",17.4969,17.3995,0,0,0,0,0,0,0,0,0,0,0,0,0,0,0,0,0,0,0,0,0,0,0]
[null,0,"Mainstream Head","               ",17.3995,17.302099999999999,0,0,0,0,0,0,0,0,0,0,0,0,0,0,0,0,0,0,0,0,0,0,0]
[null,0,"Mainstream Head","               ",17.302099999999999,17.204799999999999,0,0,0,0,0,0,0,0,0,0,0,0,0,0,0,0,0,0,0,0,0,0,0]
[null,0,"Mainstream Head","               ",17.204799999999999,17.107399999999998,0,0.35049999999999998,25,0,5,6,0,7,2000,1500,4500,400,100,0,0,0,0,0,150,0,0,0,7.2]
[null,0,"Mainstream Head","               ",17.107399999999998,17.010000000000002,0,0,0,0,0,0,0,0,0,0,0,0,0,0,0,0,0,0,0,0,0,0,0]
[null,0,"               ","               ",17.010000000000002,16.9114,0,0,0,0,0,0,0,0,0,0,0,0,0,0,0,0,0,0,0,0,0,0,0]
[null,0,"               ","               ",16.9114,16.812799999999999,0,0,0,0,0,0,0,0,0,0,0,0,0,0,0,0,0,0,0,0,0,0,0]
[null,0,"               ","               ",16.812799999999999,16.714200000000002,0,0,0,0,0,0,0,0,0,0,0,0,0,0,0,0,0,0,0,0,0,0,0]
[null,0,"               ","               ",16.714200000000002,16.615600000000001,0,0,0,0,0,0,0,0,0,0,0,0,0,0,0,0,0,0,0,0,0,0,0]
[null,0,"               ","               ",16.615600000000001,16.516999999999999,0,0,0,0,0,0,0,0,0,0,0,0,0,0,0,0,0,0,0,0,0,0,0]
[null,0,"               ","               ",16.516999999999999,16.418399999999998,0,0,0,0,0,0,0,0,0,0,0,0,0,0,0,0,0,0,0,0,0,0,0]
[null,0,"               ","               ",16.418399999999998,16.319800000000001,0,0,0,0,0,0,0,0,0,0,0,0,0,0,0,0,0,0,0,0,0,0,0]
[null,0,"               ","               ",16.319800000000001,16.229900000000001,0,0,0,0,0,0,0,0,0,0,0,0,0,0,0,0,0,0,0,0,0,0,0]
[null,0,"               ","               ",16.229900000000001,16.14,0,0,0,0,0,0,0,0,0,0,0,0,0,0,0,0,0,0,0,0,0,0,0]
[null,0,"               ","               ",16.14,16.0501,0,0,0,0,0,0,0,0,0,0,0,0,0,0,0,0,0,0,0,0,0,0,0]
[null,0,"               ","               ",16.0501,15.932499999999999,0,0,0,0,0,0,0,0,0,0,0,0,0,0,0,0,0,0,0,0,0,0,0]
[null,0,"               ","               ",15.932499999999999,15.8148,0,0,0,0,0,0,0,0,0,0,0,0,0,0,0,0,0,0,0,0,0,0,0]
[null,0,"               ","               ",15.8148,15.716200000000001,0,0,0,0,0,0,0,0,0,0,0,0,0,0,0,0,0,0,0,0,0,0,0]
[null,0,"               ","               ",15.716200000000001,15.617699999999999,0,0,0,0,0,0,0,0,0,0,0,0,0,0,0,0,0,0,0,0,0,0,0]
[null,0,"               ","               ",15.617699999999999,15.5191,0,0,0,0,0,0,0,0,0,0,0,0,0,0,0,0,0,0,0,0,0,0,0]
[null,0,"               ","               ",15.5191,15.420500000000001,0,0,0,0,0,0,0,0,0,0,0,0,0,0,0,0,0,0,0,0,0,0,0]
[null,0,"               ","               ",15.420500000000001,15.321999999999999,0,0,0,0,0,0,0,0,0,0,0,0,0,0,0,0,0,0,0,0,0,0,0]
[null,0,"               ","               ",15.321999999999999,15.2234,0,0,0,0,0,0,0,0,0,0,0,0,0,0,0,0,0,0,0,0,0,0,0]
[null,0,"               ","               ",15.2234,15.1248,0,0,0,0,0,0,0,0,0,0,0,0,0,0,0,0,0,0,0,0,0,0,0]
[null,0,"               ","               ",15.1248,14.170299999999999,0,0,0,0,0,0,0,0,0,0,0,0,0,0,0,0,0,0,0,0,0,0,0]
[null,0,"               ","               ",14.170299999999999,13.191599999999999,0,0,0,0,0,0,0,0,0,0,0,0,0,0,0,0,0,0,0,0,0,0,0]
[null,0,"               ","               ",13.191599999999999,11.717000000000001,0,6.9000000000000006E-2,24.401900000000001,0,1.0681,3.5,0,1.8535999999999999,97.071100000000001,135.3553,283.63959999999997,7.0711000000000004,95.3553,10.186299999999999,0,0,2.3071000000000002,0,112.50660000000001,0,0,0,7.5102000000000002]
[null,0,"Tatum Creek Con","               ",11.717000000000001,11.087899999999999,0,0,0,0,0,0,0,0,0,0,0,0,0,0,0,0,0,0,0,0,0,0,0]
[null,0,"               ","               ",11.087899999999999,10.018700000000001,0,0,0,0,0,0,0,0,0,0,0,0,0,0,0,0,0,0,0,0,0,0,0]
[null,0,"               ","               ",10.018700000000001,9.5556999999999999,0,5.79E-2,24.401900000000001,0,2.0680999999999998,3.5,0,1.8535999999999999,267.0711,135.3553,304.8528,17.071100000000001,115.3553,24.476299999999998,0,0,1.1071,0,97.271100000000004,0,0,0,7.6101999999999999]
[null,0,"Dog Creek Confl","               ",9.5556999999999999,8.7954000000000008,0,0,0,0,0,0,0,0,0,0,0,0,0,0,0,0,0,0,0,0,0,0,0]
[null,0,"               ","               ",8.7954000000000008,7.5621,0,1.29E-2,24.401900000000001,0,16.068100000000001,3.5,0,1.8535999999999999,57.071100000000001,135.3553,162.4264,7.0711000000000004,195.3553,12.606299999999999,0,0,4.7070999999999996,0,62.671100000000003,0,0,0,7.2102000000000004]
[null,0,"Fort Cooper Cre","               ",7.5621,7.1863999999999999,0,0.1047,24.401900000000001,0,2.0680999999999998,3.5,0,1.8535999999999999,57.071100000000001,135.3553,179.4975,7.0711000000000004,115.3553,8.9463000000000008,0,0,1.7071000000000001,0,66.471100000000007,0,0,0,7.2102000000000004]
[null,0,"               ","               ",7.1863999999999999,6.2675999999999998,0,0,0,0,0,0,0,0,0,0,0,0,0,0,0,0,0,0,0,0,0,0,0]
[null,0,"Hassell Creek C","               ",6.2675999999999998,5.3856000000000002,0,0,0,0,0,0,0,0,0,0,0,0,0,0,0,0,0,0,0,0,0,0,0]
[null,0,"               ","               ",5.3856000000000002,4.9008000000000003,0,0,0,0,0,0,0,0,0,0,0,0,0,0,0,0,0,0,0,0,0,0,0]
[null,0,"               ","               ",4.9008000000000003,4.0689000000000002,0,0,0,0,0,0,0,0,0,0,0,0,0,0,0,0,0,0,0,0,0,0,0]
[null,0,"               ","               ",4.0689000000000002,3.7227000000000001,0,0,0,0,0,0,0,0,0,0,0,0,0,0,0,0,0,0,0,0,0,0,0]
[null,0,"               ","               ",3.7227000000000001,3.3765999999999998,0,0,0,0,0,0,0,0,0,0,0,0,0,0,0,0,0,0,0,0,0,0,0]
[null,0,"               ","               ",3.3765999999999998,3.0305,0,0,0,0,0,0,0,0,0,0,0,0,0,0,0,0,0,0,0,0,0,0,0]
[null,0,"               ","               ",3.0305,2.6844000000000001,0,0,0,0,0,0,0,0,0,0,0,0,0,0,0,0,0,0,0,0,0,0,0]
[null,0,"               ","               ",2.6844000000000001,2.3382000000000001,0,0,0,0,0,0,0,0,0,0,0,0,0,0,0,0,0,0,0,0,0,0,0]
[null,0,"               ","               ",2.3382000000000001,1.9921,0,0,0,0,0,0,0,0,0,0,0,0,0,0,0,0,0,0,0,0,0,0,0]
[null,0,"               ","               ",1.9921,1.6459999999999999,0,0,0,0,0,0,0,0,0,0,0,0,0,0,0,0,0,0,0,0,0,0,0]
[null,0,"Downstream samp","               ",1.6459999999999999,1.5088999999999999,0,0,0,0,0,0,0,0,0,0,0,0,0,0,0,0,0,0,0,0,0,0,0]
[null,0,"Downstream samp","               ",1.5088999999999999,1.3716999999999999,0,0,0,0,0,0,0,0,0,0,0,0,0,0,0,0,0,0,0,0,0,0,0]
[null,0,"Downstream samp","               ",1.3716999999999999,1.2345999999999999,0,0,0,0,0,0,0,0,0,0,0,0,0,0,0,0,0,0,0,0,0,0,0]
[null,0,"Downstream samp","               ",1.2345999999999999,1.0974999999999999,0,0,0,0,0,0,0,0,0,0,0,0,0,0,0,0,0,0,0,0,0,0,0]
[null,0,"Downstream samp","               ",1.0974999999999999,0.96040000000000003,0,0,0,0,0,0,0,0,0,0,0,0,0,0,0,0,0,0,0,0,0,0,0]
[null,0,"               ","               ",0.96040000000000003,0,0,0,0,0,0,0,0,0,0,0,0,0,0,0,0,0,0,0,0,0,0,0,0]
["2019-08-18T04:00:00",0,"Mainstream Head","               ",17.4969,17.3995,0,0,0,0,0,0,0,0,0,0,0,0,0,0,0,0,0,0,0,0,0,0,0]
[null,0,"Mainstream Head","               ",17.3995,17.302099999999999,0,0,0,0,0,0,0,0,0,0,0,0,0,0,0,0,0,0,0,0,0,0,0]
[null,0,"Mainstream Head","               ",17.302099999999999,17.204799999999999,0,0,0,0,0,0,0,0,0,0,0,0,0,0,0,0,0,0,0,0,0,0,0]
[null,0,"Mainstream Head","               ",17.204799999999999,17.107399999999998,0,0.35049999999999998,25,0,5,6,0,7,2000,1500,4500,400,100,0,0,0,0,0,150,0,0,0,7.2]
[null,0,"Mainstream Head","               ",17.107399999999998,17.010000000000002,0,0,0,0,0,0,0,0,0,0,0,0,0,0,0,0,0,0,0,0,0,0,0]
[null,0,"               ","               ",17.010000000000002,16.9114,0,0,0,0,0,0,0,0,0,0,0,0,0,0,0,0,0,0,0,0,0,0,0]
[null,0,"               ","               ",16.9114,16.812799999999999,0,0,0,0,0,0,0,0,0,0,0,0,0,0,0,0,0,0,0,0,0,0,0]
[null,0,"               ","               ",16.812799999999999,16.714200000000002,0,0,0,0,0,0,0,0,0,0,0,0,0,0,0,0,0,0,0,0,0,0,0]
[null,0,"               ","               ",16.714200000000002,16.615600000000001,0,0,0,0,0,0,0,0,0,0,0,0,0,0,0,0,0,0,0,0,0,0,0]
[null,0,"               ","               ",16.615600000000001,16.516999999999999,0,0,0,0,0,0,0,0,0,0,0,0,0,0,0,0,0,0,0,0,0,0,0]
[null,0,"               ","               ",16.516999999999999,16.418399999999998,0,0,0,0,0,0,0,0,0,0,0,0,0,0,0,0,0,0,0,0,0,0,0]
[null,0,"               ","               ",16.418399999999998,16.319800000000001,0,0,0,0,0,0,0,0,0,0,0,0,0,0,0,0,0,0,0,0,0,0,0]
[null,0,"               ","               ",16.319800000000001,16.229900000000001,0,0,0,0,0,0,0,0,0,0,0,0,0,0,0,0,0,0,0,0,0,0,0]
[null,0,"               ","               ",16.229900000000001,16.14,0,0,0,0,0,0,0,0,0,0,0,0,0,0,0,0,0,0,0,0,0,0,0]
[null,0,"               ","               ",16.14,16.0501,0,0,0,0,0,0,0,0,0,0,0,0,0,0,0,0,0,0,0,0,0,0,0]
[null,0,"               ","               ",16.0501,15.932499999999999,0,0,0,0,0,0,0,0,0,0,0,0,0,0,0,0,0,0,0,0,0,0,0]
[null,0,"               ","               ",15.932499999999999,15.8148,0,0,0,0,0,0,0,0,0,0,0,0,0,0,0,0,0,0,0,0,0,0,0]
[null,0,"               ","               ",15.8148,15.716200000000001,0,0,0,0,0,0,0,0,0,0,0,0,0,0,0,0,0,0,0,0,0,0,0]
[null,0,"               ","               ",15.716200000000001,15.617699999999999,0,0,0,0,0,0,0,0,0,0,0,0,0,0,0,0,0,0,0,0,0,0,0]
[null,0,"               ","               ",15.617699999999999,15.5191,0,0,0,0,0,0,0,0,0,0,0,0,0,0,0,0,0,0,0,0,0,0,0]
[null,0,"               ","               ",15.5191,15.420500000000001,0,0,0,0,0,0,0,0,0,0,0,0,0,0,0,0,0,0,0,0,0,0,0]
[null,0,"               ","               ",15.420500000000001,15.321999999999999,0,0,0,0,0,0,0,0,0,0,0,0,0,0,0,0,0,0,0,0,0,0,0]
[null,0,"               ","               ",15.321999999999999,15.2234,0,0,0,0,0,0,0,0,0,0,0,0,0,0,0,0,0,0,0,0,0,0,0]
[null,0,"               ","               ",15.2234,15.1248,0,0,0,0,0,0,0,0,0,0,0,0,0,0,0,0,0,0,0,0,0,0,0]
[null,0,"               ","               ",15.1248,14.170299999999999,0,0,0,0,0,0,0,0,0,0,0,0,0,0,0,0,0,0,0,0,0,0,0]
[null,0,"               ","               ",14.170299999999999,13.191599999999999,0,0,0,0,0,0,0,0,0,0,0,0,0,0,0,0,0,0,0,0,0,0,0]
[null,0,"               ","               ",13.191599999999999,11.717000000000001,0,6.9000000000000006E-2,24.1022,0,1,3.5851999999999999,0,1.75,95,125,265,5,85,10.050000000000001,0,0,2.1,0,109.4,0,0,0,7.5]
[null,0,"Tatum Creek Con","               ",11.717000000000001,11.087899999999999,0,0,0,0,0,0,0,0,0,0,0,0,0,0,0,0,0,0,0,0,0,0,0]
[null,0,"               ","               ",11.087899999999999,10.018700000000001,0,0,0,0,0,0,0,0,0,0,0,0,0,0,0,0,0,0,0,0,0,0,0]
[null,0,"               ","               ",10.018700000000001,9.5556999999999999,0,5.79E-2,24.1022,0,2,3.5851999999999999,0,1.75,265,125,280,15,105,24.34,0,0,0.9,0,95.2,0,0,0,7.6]
[null,0,"Dog Creek Confl","               ",9.5556999999999999,8.7954000000000008,0,0,0,0,0,0,0,0,0,0,0,0,0,0,0,0,0,0,0,0,0,0,0]
[null,0,"               ","               ",8.7954000000000008,7.5621,0,1.29E-2,24.1022,0,16,3.5851999999999999,0,1.75,55,125,150,5,185,12.47,0,0,4.5,0,60.6,0,0,0,7.2]
[null,0,"Fort Cooper Cre","               ",7.5621,7.1863999999999999,0,0.1047,24.1022,0,2,3.5851999999999999,0,1.75,55,125,165,5,105,8.81,0,0,1.5,0,64.400000000000006,0,0,0,7.2]
[null,0,"               ","               ",7.1863999999999999,6.2675999999999998,0,0,0,0,0,0,0,0,0,0,0,0,0,0,0,0,0,0,0,0,0,0,0]
[null,0,"Hassell Creek C","               ",6.2675999999999998,5.3856000000000002,0,0,0,0,0,0,0,0,0,0,0,0,0,0,0,0,0,0,0,0,0,0,0]
[null,0,"               ","               ",5.3856000000000002,4.9008000000000003,0,0,0,0,0,0,0,0,0,0,0,0,0,0,0,0,0,0,0,0,0,0,0]
[null,0,"               ","               ",4.9008000000000003,4.0689000000000002,0,0,0,0,0,0,0,0,0,0,0,0,0,0,0,0,0,0,0,0,0,0,0]
[null,0,"               ","               ",4.0689000000000002,3.7227000000000001,0,0,0,0,0,0,0,0,0,0,0,0,0,0,0,0,0,0,0,0,0,0,0]
[null,0,"               ","               ",3.7227000000000001,3.3765999999999998,0,0,0,0,0,0,0,0,0,0,0,0,0,0,0,0,0,0,0,0,0,0,0]
[null,0,"               ","               ",3.3765999999999998,3.0305,0,0,0,0,0,0,0,0,0,0,0,0,0,0,0,0,0,0,0,0,0,0,0]
[null,0,"               ","               ",3.0305,2.6844000000000001,0,0,0,0,0,0,0,0,0,0,0,0,0,0,0,0,0,0,0,0,0,0,0]
[null,0,"               ","               ",2.6844000000000001,2.3382000000000001,0,0,0,0,0,0,0,0,0,0,0,0,0,0,0,0,0,0,0,0,0,0,0]
[null,0,"               ","               ",2.3382000000000001,1.9921,0,0,0,0,0,0,0,0,0,0,0,0,0,0,0,0,0,0,0,0,0,0,0]
[null,0,"               ","               ",1.9921,1.6459999999999999,0,0,0,0,0,0,0,0,0,0,0,0,0,0,0,0,0,0,0,0,0,0,0]
[null,0,"Downstream samp","               ",1.6459999999999999,1.5088999999999999,0,0,0,0,0,0,0,0,0,0,0,0,0,0,0,0,0,0,0,0,0,0,0]
[null,0,"Downstream samp","               ",1.5088999999999999,1.3716999999999999,0,0,0,0,0,0,0,0,0,0,0,0,0,0,0,0,0,0,0,0,0,0,0]
[null,0,"Downstream samp","               ",1.3716999999999999,1.2345999999999999,0,0,0,0,0,0,0,0,0,0,0,0,0,0,0,0,0,0,0,0,0,0,0]
[null,0,"Downstream samp","               ",1.2345999999999999,1.0974999999999999,0,0,0,0,0,0,0,0,0,0,0,0,0,0,0,0,0,0,0,0,0,0,0]
[null,0,"Downstream samp","               ",1.0974999999999999,0.96040000000000003,0,0,0,0,0,0,0,0,0,0,0,0,0,0,0,0,0,0,0,0,0,0,0]
[null,0,"               ","               ",0.96040000000000003,0,0,0,0,0,0,0,0,0,0,0,0,0,0,0,0,0,0,0,0,0,0,0,0]
["2019-08-18T05:00:00",0,"Mainstream Head","               ",17.4969,17.3995,0,0,0,0,0,0,0,0,0,0,0,0,0,0,0,0,0,0,0,0,0,0,0]
[null,0,"Mainstream Head","               ",17.3995,17.302099999999999,0,0,0,0,0,0,0,0,0,0,0,0,0,0,0,0,0,0,0,0,0,0,0]
[null,0,"Mainstream Head","               ",17.302099999999999,17.204799999999999,0,0,0,0,0,0,0,0,0,0,0,0,0,0,0,0,0,0,0,0,0,0,0]
[null,0,"Mainstream Head","               ",17.204799999999999,17.107399999999998,0,0.35049999999999998,25,0,5,6,0,7,2000,1500,4500,400,100,0,0,0,0,0,150,0,0,0,7.2]
[null,0,"Mainstream Head","               ",17.107399999999998,17.010000000000002,0,0,0,0,0,0,0,0,0,0,0,0,0,0,0,0,0,0,0,0,0,0,0]
[null,0,"               ","               ",17.010000000000002,16.9114,0,0,0,0,0,0,0,0,0,0,0,0,0,0,0,0,0,0,0,0,0,0,0]
[null,0,"               ","               ",16.9114,16.812799999999999,0,0,0,0,0,0,0,0,0,0,0,0,0,0,0,0,0,0,0,0,0,0,0]
[null,0,"               ","               ",16.812799999999999,16.714200000000002,0,0,0,0,0,0,0,0,0,0,0,0,0,0,0,0,0,0,0,0,0,0,0]
[null,0,"               ","               ",16.714200000000002,16.615600000000001,0,0,0,0,0,0,0,0,0,0,0,0,0,0,0,0,0,0,0,0,0,0,0]
[null,0,"               ","               ",16.615600000000001,16.516999999999999,0,0,0,0,0,0,0,0,0,0,0,0,0,0,0,0,0,0,0,0,0,0,0]
[null,0,"               ","               ",16.516999999999999,16.418399999999998,0,0,0,0,0,0,0,0,0,0,0,0,0,0,0,0,0,0,0,0,0,0,0]
[null,0,"               ","               ",16.418399999999998,16.319800000000001,0,0,0,0,0,0,0,0,0,0,0,0,0,0,0,0,0,0,0,0,0,0,0]
[null,0,"               ","               ",16.319800000000001,16.229900000000001,0,0,0,0,0,0,0,0,0,0,0,0,0,0,0,0,0,0,0,0,0,0,0]
[null,0,"               ","               ",16.229900000000001,16.14,0,0,0,0,0,0,0,0,0,0,0,0,0,0,0,0,0,0,0,0,0,0,0]
[null,0,"               ","               ",16.14,16.0501,0,0,0,0,0,0,0,0,0,0,0,0,0,0,0,0,0,0,0,0,0,0,0]
[null,0,"               ","               ",16.0501,15.932499999999999,0,0,0,0,0,0,0,0,0,0,0,0,0,0,0,0,0,0,0,0,0,0,0]
[null,0,"               ","               ",15.932499999999999,15.8148,0,0,0,0,0,0,0,0,0,0,0,0,0,0,0,0,0,0,0,0,0,0,0]
[null,0,"               ","               ",15.8148,15.716200000000001,0,0,0,0,0,0,0,0,0,0,0,0,0,0,0,0,0,0,0,0,0,0,0]
[null,0,"               ","               ",15.716200000000001,15.617699999999999,0,0,0,0,0,0,0,0,0,0,0,0,0,0,0,0,0,0,0,0,0,0,0]
[null,0,"               ","               ",15.617699999999999,15.5191,0,0,0,0,0,0,0,0,0,0,0,0,0,0,0,0,0,0,0,0,0,0,0]
[null,0,"               ","               ",15.5191,15.420500000000001,0,0,0,0,0,0,0,0,0,0,0,0,0,0,0,0,0,0,0,0,0,0,0]
[null,0,"               ","               ",15.420500000000001,15.321999999999999,0,0,0,0,0,0,0,0,0,0,0,0,0,0,0,0,0,0,0,0,0,0,0]
[null,0,"               ","               ",15.321999999999999,15.2234,0,0,0,0,0,0,0,0,0,0,0,0,0,0,0,0,0,0,0,0,0,0,0]
[null,0,"               ","               ",15.2234,15.1248,0,0,0,0,0,0,0,0,0,0,0,0,0,0,0,0,0,0,0,0,0,0,0]
[null,0,"               ","               ",15.1248,14.170299999999999,0,0,0,0,0,0,0,0,0,0,0,0,0,0,0,0,0,0,0,0,0,0,0]
[null,0,"               ","               ",14.170299999999999,13.191599999999999,0,0,0,0,0,0,0,0,0,0,0,0,0,0,0,0,0,0,0,0,0,0,0]
[null,0,"               ","               ",13.191599999999999,11.717000000000001,0,6.9000000000000006E-2,24,0,1.0681,3.8349000000000002,0,1.6294,92.588200000000001,112.941,243.2937,2.5882000000000001,72.941000000000003,10.186299999999999,0,0,1.8588,0,105.78230000000001,0,0,0,7.5102000000000002]
[null,0,"Tatum Creek Con","               ",11.717000000000001,11.087899999999999,0,0,0,0,0,0,0,0,0,0,0,0,0,0,0,0,0,0,0,0,0,0,0]
[null,0,"               ","               ",11.087899999999999,10.018700000000001,0,0,0,0,0,0,0,0,0,0,0,0,0,0,0,0,0,0,0,0,0,0,0]
[null,0,"               ","               ",10.018700000000001,9.5556999999999999,0,5.79E-2,24,0,2.0680999999999998,3.8349000000000002,0,1.6294,262.58819999999997,112.941,251.0583,12.588200000000001,92.941000000000003,24.476299999999998,0,0,0.65880000000000005,0,92.788200000000003,0,0,0,7.6101999999999999]
[null,0,"Dog Creek Confl","               ",9.5556999999999999,8.7954000000000008,0,0,0,0,0,0,0,0,0,0,0,0,0,0,0,0,0,0,0,0,0,0,0]
[null,0,"               ","               ",8.7954000000000008,7.5621,0,1.29E-2,24,0,16.068100000000001,3.8349000000000002,0,1.6294,52.588200000000001,112.941,135.5291,2.5882000000000001,172.941,12.606299999999999,0,0,4.2587999999999999,0,58.188200000000002,0,0,0,7.2102000000000004]
[null,0,"Fort Cooper Cre","               ",7.5621,7.1863999999999999,0,0.1047,24,0,2.0680999999999998,3.8349000000000002,0,1.6294,52.588200000000001,112.941,148.1173,2.5882000000000001,92.941000000000003,8.9463000000000008,0,0,1.2587999999999999,0,61.988199999999999,0,0,0,7.2102000000000004]
[null,0,"               ","               ",7.1863999999999999,6.2675999999999998,0,0,0,0,0,0,0,0,0,0,0,0,0,0,0,0,0,0,0,0,0,0,0]
[null,0,"Hassell Creek C","               ",6.2675999999999998,5.3856000000000002,0,0,0,0,0,0,0,0,0,0,0,0,0,0,0,0,0,0,0,0,0,0,0]
[null,0,"               ","               ",5.3856000000000002,4.9008000000000003,0,0,0,0,0,0,0,0,0,0,0,0,0,0,0,0,0,0,0,0,0,0,0]
[null,0,"               ","               ",4.9008000000000003,4.0689000000000002,0,0,0,0,0,0,0,0,0,0,0,0,0,0,0,0,0,0,0,0,0,0,0]
[null,0,"               ","               ",4.0689000000000002,3.7227000000000001,0,0,0,0,0,0,0,0,0,0,0,0,0,0,0,0,0,0,0,0,0,0,0]
[null,0,"               ","               ",3.7227000000000001,3.3765999999999998,0,0,0,0,0,0,0,0,0,0,0,0,0,0,0,0,0,0,0,0,0,0,0]
[null,0,"               ","               ",3.3765999999999998,3.0305,0,0,0,0,0,0,0,0,0,0,0,0,0,0,0,0,0,0,0,0,0,0,0]
[null,0,"               ","               ",3.0305,2.6844000000000001,0,0,0,0,0,0,0,0,0,0,0,0,0,0,0,0,0,0,0,0,0,0,0]
[null,0,"               ","               ",2.6844000000000001,2.3382000000000001,0,0,0,0,0,0,0,0,0,0,0,0,0,0,0,0,0,0,0,0,0,0,0]
[null,0,"               ","               ",2.3382000000000001,1.9921,0,0,0,0,0,0,0,0,0,0,0,0,0,0,0,0,0,0,0,0,0,0,0]
[null,0,"               ","               ",1.9921,1.6459999999999999,0,0,0,0,0,0,0,0,0,0,0,0,0,0,0,0,0,0,0,0,0,0,0]
[null,0,"Downstream samp","               ",1.6459999999999999,1.5088999999999999,0,0,0,0,0,0,0,0,0,0,0,0,0,0,0,0,0,0,0,0,0,0,0]
[null,0,"Downstream samp","               ",1.5088999999999999,1.3716999999999999,0,0,0,0,0,0,0,0,0,0,0,0,0,0,0,0,0,0,0,0,0,0,0]
[null,0,"Downstream samp","               ",1.3716999999999999,1.2345999999999999,0,0,0,0,0,0,0,0,0,0,0,0,0,0,0,0,0,0,0,0,0,0,0]
[null,0,"Downstream samp","               ",1.2345999999999999,1.0974999999999999,0,0,0,0,0,0,0,0,0,0,0,0,0,0,0,0,0,0,0,0,0,0,0]
[null,0,"Downstream samp","               ",1.0974999999999999,0.96040000000000003,0,0,0,0,0,0,0,0,0,0,0,0,0,0,0,0,0,0,0,0,0,0,0]
[null,0,"               ","               ",0.96040000000000003,0,0,0,0,0,0,0,0,0,0,0,0,0,0,0,0,0,0,0,0,0,0,0,0]
["2019-08-18T06:00:00",0,"Mainstream Head","               ",17.4969,17.3995,0,0,0,0,0,0,0,0,0,0,0,0,0,0,0,0,0,0,0,0,0,0,0]
[null,0,"Mainstream Head","               ",17.3995,17.302099999999999,0,0,0,0,0,0,0,0,0,0,0,0,0,0,0,0,0,0,0,0,0,0,0]
[null,0,"Mainstream Head","               ",17.302099999999999,17.204799999999999,0,0,0,0,0,0,0,0,0,0,0,0,0,0,0,0,0,0,0,0,0,0,0]
[null,0,"Mainstream Head","               ",17.204799999999999,17.107399999999998,0,0.35049999999999998,25,0,5,6,0,7,2000,1500,4500,400,100,0,0,0,0,0,150,0,0,0,7.2]
[null,0,"Mainstream Head","               ",17.107399999999998,17.010000000000002,0,0,0,0,0,0,0,0,0,0,0,0,0,0,0,0,0,0,0,0,0,0,0]
[null,0,"               ","               ",17.010000000000002,16.9114,0,0,0,0,0,0,0,0,0,0,0,0,0,0,0,0,0,0,0,0,0,0,0]
[null,0,"               ","               ",16.9114,16.812799999999999,0,0,0,0,0,0,0,0,0,0,0,0,0,0,0,0,0,0,0,0,0,0,0]
[null,0,"               ","               ",16.812799999999999,16.714200000000002,0,0,0,0,0,0,0,0,0,0,0,0,0,0,0,0,0,0,0,0,0,0,0]
[null,0,"               ","               ",16.714200000000002,16.615600000000001,0,0,0,0,0,0,0,0,0,0,0,0,0,0,0,0,0,0,0,0,0,0,0]
[null,0,"               ","               ",16.615600000000001,16.516999999999999,0,0,0,0,0,0,0,0,0,0,0,0,0,0,0,0,0,0,0,0,0,0,0]
[null,0,"               ","               ",16.516999999999999,16.418399999999998,0,0,0,0,0,0,0,0,0,0,0,0,0,0,0,0,0,0,0,0,0,0,0]
[null,0,"               ","               ",16.418399999999998,16.319800000000001,0,0,0,0,0,0,0,0,0,0,0,0,0,0,0,0,0,0,0,0,0,0,0]
[null,0,"               ","               ",16.319800000000001,16.229900000000001,0,0,0,0,0,0,0,0,0,0,0,0,0,0,0,0,0,0,0,0,0,0,0]
[null,0,"               ","               ",16.229900000000001,16.14,0,0,0,0,0,0,0,0,0,0,0,0,0,0,0,0,0,0,0,0,0,0,0]
[null,0,"               ","               ",16.14,16.0501,0,0,0,0,0,0,0,0,0,0,0,0,0,0,0,0,0,0,0,0,0,0,0]
[null,0,"               ","               ",16.0501,15.932499999999999,0,0,0,0,0,0,0,0,0,0,0,0,0,0,0,0,0,0,0,0,0,0,0]
[null,0,"               ","               ",15.932499999999999,15.8148,0,0,0,0,0,0,0,0,0,0,0,0,0,0,0,0,0,0,0,0,0,0,0]
[null,0,"               ","               ",15.8148,15.716200000000001,0,0,0,0,0,0,0,0,0,0,0,0,0,0,0,0,0,0,0,0,0,0,0]
[null,0,"               ","               ",15.716200000000001,15.617699999999999,0,0,0,0,0,0,0,0,0,0,0,0,0,0,0,0,0,0,0,0,0,0,0]
[null,0,"               ","               ",15.617699999999999,15.5191,0,0,0,0,0,0,0,0,0,0,0,0,0,0,0,0,0,0,0,0,0,0,0]
[null,0,"               ","               ",15.5191,15.420500000000001,0,0,0,0,0,0,0,0,0,0,0,0,0,0,0,0,0,0,0,0,0,0,0]
[null,0,"               ","               ",15.420500000000001,15.321999999999999,0,0,0,0,0,0,0,0,0,0,0,0,0,0,0,0,0,0,0,0,0,0,0]
[null,0,"               ","               ",15.321999999999999,15.2234,0,0,0,0,0,0,0,0,0,0,0,0,0,0,0,0,0,0,0,0,0,0,0]
[null,0,"               ","               ",15.2234,15.1248,0,0,0,0,0,0,0,0,0,0,0,0,0,0,0,0,0,0,0,0,0,0,0]
[null,0,"               ","               ",15.1248,14.170299999999999,0,0,0,0,0,0,0,0,0,0,0,0,0,0,0,0,0,0,0,0,0,0,0]
[null,0,"               ","               ",14.170299999999999,13.191599999999999,0,0,0,0,0,0,0,0,0,0,0,0,0,0,0,0,0,0,0,0,0,0,0]
[null,0,"               ","               ",13.191599999999999,11.717000000000001,0,6.9000000000000006E-2,24.1022,0,1.2679,4.2321999999999997,0,1.5,90,100,220,0,60,10.585900000000001,0,0,1.6,0,101.9,0,0,0,7.5401999999999996]
[null,0,"Tatum Creek Con","               ",11.717000000000001,11.087899999999999,0,0,0,0,0,0,0,0,0,0,0,0,0,0,0,0,0,0,0,0,0,0,0]
[null,0,"               ","               ",11.087899999999999,10.018700000000001,0,0,0,0,0,0,0,0,0,0,0,0,0,0,0,0,0,0,0,0,0,0,0]
[null,0,"               ","               ",10.018700000000001,9.5556999999999999,0,5.79E-2,24.1022,0,2.2679,4.2321999999999997,0,1.5,260,100,220,10,80,24.875900000000001,0,0,0.4,0,90.2,0,0,0,7.6402000000000001]
[null,0,"Dog Creek Confl","               ",9.5556999999999999,8.7954000000000008,0,0,0,0,0,0,0,0,0,0,0,0,0,0,0,0,0,0,0,0,0,0,0]
[null,0,"               ","               ",8.7954000000000008,7.5621,0,1.29E-2,24.1022,0,16.267900000000001,4.2321999999999997,0,1.5,50,100,120,0,160,13.0059,0,0,4,0,55.6,0,0,0,7.2401999999999997]
[null,0,"Fort Cooper Cre","               ",7.5621,7.1863999999999999,0,0.1047,24.1022,0,2.2679,4.2321999999999997,0,1.5,50,100,130,0,80,9.3459000000000003,0,0,1,0,59.4,0,0,0,7.2401999999999997]
[null,0,"               ","               ",7.1863999999999999,6.2675999999999998,0,0,0,0,0,0,0,0,0,0,0,0,0,0,0,0,0,0,0,0,0,0,0]
[null,0,"Hassell Creek C","               ",6.2675999999999998,5.3856000000000002,0,0,0,0,0,0,0,0,0,0,0,0,0,0,0,0,0,0,0,0,0,0,0]
[null,0,"               ","               ",5.3856000000000002,4.9008000000000003,0,0,0,0,0,0,0,0,0,0,0,0,0,0,0,0,0,0,0,0,0,0,0]
[null,0,"               ","               ",4.9008000000000003,4.0689000000000002,0,0,0,0,0,0,0,0,0,0,0,0,0,0,0,0,0,0,0,0,0,0,0]
[null,0,"               ","               ",4.0689000000000002,3.7227000000000001,0,0,0,0,0,0,0,0,0,0,0,0,0,0,0,0,0,0,0,0,0,0,0]
[null,0,"               ","               ",3.7227000000000001,3.3765999999999998,0,0,0,0,0,0,0,0,0,0,0,0,0,0,0,0,0,0,0,0,0,0,0]
[null,0,"               ","               ",3.3765999999999998,3.0305,0,0,0,0,0,0,0,0,0,0,0,0,0,0,0,0,0,0,0,0,0,0,0]
[null,0,"               ","               ",3.0305,2.6844000000000001,0,0,0,0,0,0,0,0,0,0,0,0,0,0,0,0,0,0,0,0,0,0,0]
[null,0,"               ","               ",2.6844000000000001,2.3382000000000001,0,0,0,0,0,0,0,0,0,0,0,0,0,0,0,0,0,0,0,0,0,0,0]
[null,0,"               ","               ",2.3382000000000001,1.9921,0,0,0,0,0,0,0,0,0,0,0,0,0,0,0,0,0,0,0,0,0,0,0]
[null,0,"               ","               ",1.9921,1.6459999999999999,0,0,0,0,0,0,0,0,0,0,0,0,0,0,0,0,0,0,0,0,0,0,0]
[null,0,"Downstream samp","               ",1.6459999999999999,1.5088999999999999,0,0,0,0,0,0,0,0,0,0,0,0,0,0,0,0,0,0,0,0,0,0,0]
[null,0,"Downstream samp","               ",1.5088999999999999,1.3716999999999999,0,0,0,0,0,0,0,0,0,0,0,0,0,0,0,0,0,0,0,0,0,0,0]
[null,0,"Downstream samp","               ",1.3716999999999999,1.2345999999999999,0,0,0,0,0,0,0,0,0,0,0,0,0,0,0,0,0,0,0,0,0,0,0]
[null,0,"Downstream samp","               ",1.2345999999999999,1.0974999999999999,0,0,0,0,0,0,0,0,0,0,0,0,0,0,0,0,0,0,0,0,0,0,0]
[null,0,"Downstream samp","               ",1.0974999999999999,0.96040000000000003,0,0,0,0,0,0,0,0,0,0,0,0,0,0,0,0,0,0,0,0,0,0,0]
[null,0,"               ","               ",0.96040000000000003,0,0,0,0,0,0,0,0,0,0,0,0,0,0,0,0,0,0,0,0,0,0,0,0]
["2019-08-18T07:00:00",0,"Mainstream Head","               ",17.4969,17.3995,0,0,0,0,0,0,0,0,0,0,0,0,0,0,0,0,0,0,0,0,0,0,0]
[null,0,"Mainstream Head","               ",17.3995,17.302099999999999,0,0,0,0,0,0,0,0,0,0,0,0,0,0,0,0,0,0,0,0,0,0,0]
[null,0,"Mainstream Head","               ",17.302099999999999,17.204799999999999,0,0,0,0,0,0,0,0,0,0,0,0,0,0,0,0,0,0,0,0,0,0,0]
[null,0,"Mainstream Head","               ",17.204799999999999,17.107399999999998,0,0.35049999999999998,25,0,5,6,0,7,2000,1500,4500,400,100,0,0,0,0,0,150,0,0,0,7.2]
[null,0,"Mainstream Head","               ",17.107399999999998,17.010000000000002,0,0,0,0,0,0,0,0,0,0,0,0,0,0,0,0,0,0,0,0,0,0,0]
[null,0,"               ","               ",17.010000000000002,16.9114,0,0,0,0,0,0,0,0,0,0,0,0,0,0,0,0,0,0,0,0,0,0,0]
[null,0,"               ","               ",16.9114,16.812799999999999,0,0,0,0,0,0,0,0,0,0,0,0,0,0,0,0,0,0,0,0,0,0,0]
[null,0,"               ","               ",16.812799999999999,16.714200000000002,0,0,0,0,0,0,0,0,0,0,0,0,0,0,0,0,0,0,0,0,0,0,0]
[null,0,"               ","               ",16.714200000000002,16.615600000000001,0,0,0,0,0,0,0,0,0,0,0,0,0,0,0,0,0,0,0,0,0,0,0]
[null,0,"               ","               ",16.615600000000001,16.516999999999999,0,0,0,0,0,0,0,0,0,0,0,0,0,0,0,0,0,0,0,0,0,0,0]
[null,0,"               ","               ",16.516999999999999,16.418399999999998,0,0,0,0,0,0,0,0,0,0,0,0,0,0,0,0,0,0,0,0,0,0,0]
[null,0,"               ","               ",16.418399999999998,16.319800000000001,0,0,0,0,0,0,0,0,0,0,0,0,0,0,0,0,0,0,0,0,0,0,0]
[null,0,"               ","               ",16.319800000000001,16.229900000000001,0,0,0,0,0,0,0,0,0,0,0,0,0,0,0,0,0,0,0,0,0,0,0]
[null,0,"               ","               ",16.229900000000001,16.14,0,0,0,0,0,0,0,0,0,0,0,0,0,0,0,0,0,0,0,0,0,0,0]
[null,0,"               ","               ",16.14,16.0501,0,0,0,0,0,0,0,0,0,0,0,0,0,0,0,0,0,0,0,0,0,0,0]
[null,0,"               ","               ",16.0501,15.932499999999999,0,0,0,0,0,0,0,0,0,0,0,0,0,0,0,0,0,0,0,0,0,0,0]
[null,0,"               ","               ",15.932499999999999,15.8148,0,0,0,0,0,0,0,0,0,0,0,0,0,0,0,0,0,0,0,0,0,0,0]
[null,0,"               ","               ",15.8148,15.716200000000001,0,0,0,0,0,0,0,0,0,0,0,0,0,0,0,0,0,0,0,0,0,0,0]
[null,0,"               ","               ",15.716200000000001,15.617699999999999,0,0,0,0,0,0,0,0,0,0,0,0,0,0,0,0,0,0,0,0,0,0,0]
[null,0,"               ","               ",15.617699999999999,15.5191,0,0,0,0,0,0,0,0,0,0,0,0,0,0,0,0,0,0,0,0,0,0,0]
[null,0,"               ","               ",15.5191,15.420500000000001,0,0,0,0,0,0,0,0,0,0,0,0,0,0,0,0,0,0,0,0,0,0,0]
[null,0,"               ","               ",15.420500000000001,15.321999999999999,0,0,0,0,0,0,0,0,0,0,0,0,0,0,0,0,0,0,0,0,0,0,0]
[null,0,"               ","               ",15.321999999999999,15.2234,0,0,0,0,0,0,0,0,0,0,0,0,0,0,0,0,0,0,0,0,0,0,0]
[null,0,"               ","               ",15.2234,15.1248,0,0,0,0,0,0,0,0,0,0,0,0,0,0,0,0,0,0,0,0,0,0,0]
[null,0,"               ","               ",15.1248,14.170299999999999,0,0,0,0,0,0,0,0,0,0,0,0,0,0,0,0,0,0,0,0,0,0,0]
[null,0,"               ","               ",14.170299999999999,13.191599999999999,0,0,0,0,0,0,0,0,0,0,0,0,0,0,0,0,0,0,0,0,0,0,0]
[null,0,"               ","               ",13.191599999999999,11.717000000000001,0,6.9000000000000006E-2,24.401900000000001,0,1.5858000000000001,4.75,0,1.3706,87.411799999999999,87.058999999999997,196.7063,0,47.058999999999997,11.2216,0,0,1.3411999999999999,0,98.017700000000005,0,0,0,7.5879000000000003]
[null,0,"Tatum Creek Con","               ",11.717000000000001,11.087899999999999,0,0,0,0,0,0,0,0,0,0,0,0,0,0,0,0,0,0,0,0,0,0,0]
[null,0,"               ","               ",11.087899999999999,10.018700000000001,0,0,0,0,0,0,0,0,0,0,0,0,0,0,0,0,0,0,0,0,0,0,0]
[null,0,"               ","               ",10.018700000000001,9.5556999999999999,0,5.79E-2,24.401900000000001,0,2.5857999999999999,4.75,0,1.3706,257.41180000000003,87.058999999999997,188.9417,7.4118000000000004,67.058999999999997,25.511600000000001,0,0,0.14119999999999999,0,87.611800000000002,0,0,0,7.6879]
[null,0,"Dog Creek Confl","               ",9.5556999999999999,8.7954000000000008,0,0,0,0,0,0,0,0,0,0,0,0,0,0,0,0,0,0,0,0,0,0,0]
[null,0,"               ","               ",8.7954000000000008,7.5621,0,1.29E-2,24.401900000000001,0,16.585799999999999,4.75,0,1.3706,47.411799999999999,87.058999999999997,104.4709,0,147.059,13.6416,0,0,3.7412000000000001,0,53.011800000000001,0,0,0,7.2878999999999996]
[null,0,"Fort Cooper Cre","               ",7.5621,7.1863999999999999,0,0.1047,24.401900000000001,0,2.5857999999999999,4.75,0,1.3706,47.411799999999999,87.058999999999997,111.8827,0,67.058999999999997,9.9816000000000003,0,0,0.74119999999999997,0,56.811799999999998,0,0,0,7.2878999999999996]
[null,0,"               ","               ",7.1863999999999999,6.2675999999999998,0,0,0,0,0,0,0,0,0,0,0,0,0,0,0,0,0,0,0,0,0,0,0]
[null,0,"Hassell Creek C","               ",6.2675999999999998,5.3856000000000002,0,0,0,0,0,0,0,0,0,0,0,0,0,0,0,0,0,0,0,0,0,0,0]
[null,0,"               ","               ",5.3856000000000002,4.9008000000000003,0,0,0,0,0,0,0,0,0,0,0,0,0,0,0,0,0,0,0,0,0,0,0]
[null,0,"               ","               ",4.9008000000000003,4.0689000000000002,0,0,0,0,0,0,0,0,0,0,0,0,0,0,0,0,0,0,0,0,0,0,0]
[null,0,"               ","               ",4.0689000000000002,3.7227000000000001,0,0,0,0,0,0,0,0,0,0,0,0,0,0,0,0,0,0,0,0,0,0,0]
[null,0,"               ","               ",3.7227000000000001,3.3765999999999998,0,0,0,0,0,0,0,0,0,0,0,0,0,0,0,0,0,0,0,0,0,0,0]
[null,0,"               ","               ",3.3765999999999998,3.0305,0,0,0,0,0,0,0,0,0,0,0,0,0,0,0,0,0,0,0,0,0,0,0]
[null,0,"               ","               ",3.0305,2.6844000000000001,0,0,0,0,0,0,0,0,0,0,0,0,0,0,0,0,0,0,0,0,0,0,0]
[null,0,"               ","               ",2.6844000000000001,2.3382000000000001,0,0,0,0,0,0,0,0,0,0,0,0,0,0,0,0,0,0,0,0,0,0,0]
[null,0,"               ","               ",2.3382000000000001,1.9921,0,0,0,0,0,0,0,0,0,0,0,0,0,0,0,0,0,0,0,0,0,0,0]
[null,0,"               ","               ",1.9921,1.6459999999999999,0,0,0,0,0,0,0,0,0,0,0,0,0,0,0,0,0,0,0,0,0,0,0]
[null,0,"Downstream samp","               ",1.6459999999999999,1.5088999999999999,0,0,0,0,0,0,0,0,0,0,0,0,0,0,0,0,0,0,0,0,0,0,0]
[null,0,"Downstream samp","               ",1.5088999999999999,1.3716999999999999,0,0,0,0,0,0,0,0,0,0,0,0,0,0,0,0,0,0,0,0,0,0,0]
[null,0,"Downstream samp","               ",1.3716999999999999,1.2345999999999999,0,0,0,0,0,0,0,0,0,0,0,0,0,0,0,0,0,0,0,0,0,0,0]
[null,0,"Downstream samp","               ",1.2345999999999999,1.0974999999999999,0,0,0,0,0,0,0,0,0,0,0,0,0,0,0,0,0,0,0,0,0,0,0]
[null,0,"Downstream samp","               ",1.0974999999999999,0.96040000000000003,0,0,0,0,0,0,0,0,0,0,0,0,0,0,0,0,0,0,0,0,0,0,0]
[null,0,"               ","               ",0.96040000000000003,0,0,0,0,0,0,0,0,0,0,0,0,0,0,0,0,0,0,0,0,0,0,0,0]
["2019-08-18T08:00:00",0,"Mainstream Head","               ",17.4969,17.3995,0,0,0,0,0,0,0,0,0,0,0,0,0,0,0,0,0,0,0,0,0,0,0]
[null,0,"Mainstream Head","               ",17.3995,17.302099999999999,0,0,0,0,0,0,0,0,0,0,0,0,0,0,0,0,0,0,0,0,0,0,0]
[null,0,"Mainstream Head","               ",17.302099999999999,17.204799999999999,0,0,0,0,0,0,0,0,0,0,0,0,0,0,0,0,0,0,0,0,0,0,0]
[null,0,"Mainstream Head","               ",17.204799999999999,17.107399999999998,0,0.35049999999999998,25,0,5,6,0,7,2000,1500,4500,400,100,0,0,0,0,0,150,0,0,0,7.2]
[null,0,"Mainstream Head","               ",17.107399999999998,17.010000000000002,0,0,0,0,0,0,0,0,0,0,0,0,0,0,0,0,0,0,0,0,0,0,0]
[null,0,"               ","               ",17.010000000000002,16.9114,0,0,0,0,0,0,0,0,0,0,0,0,0,0,0,0,0,0,0,0,0,0,0]
[null,0,"               ","               ",16.9114,16.812799999999999,0,0,0,0,0,0,0,0,0,0,0,0,0,0,0,0,0,0,0,0,0,0,0]
[null,0,"               ","               ",16.812799999999999,16.714200000000002,0,0,0,0,0,0,0,0,0,0,0,0,0,0,0,0,0,0,0,0,0,0,0]
[null,0,"               ","               ",16.714200000000002,16.615600000000001,0,0,0,0,0,0,0,0,0,0,0,0,0,0,0,0,0,0,0,0,0,0,0]
[null,0,"               ","               ",16.615600000000001,16.516999999999999,0,0,0,0,0,0,0,0,0,0,0,0,0,0,0,0,0,0,0,0,0,0,0]
[null,0,"               ","               ",16.516999999999999,16.418399999999998,0,0,0,0,0,0,0,0,0,0,0,0,0,0,0,0,0,0,0,0,0,0,0]
[null,0,"               ","               ",16.418399999999998,16.319800000000001,0,0,0,0,0,0,0,0,0,0,0,0,0,0,0,0,0,0,0,0,0,0,0]
[null,0,"               ","               ",16.319800000000001,16.229900000000001,0,0,0,0,0,0,0,0,0,0,0,0,0,0,0,0,0,0,0,0,0,0,0]
[null,0,"               ","               ",16.229900000000001,16.14,0,0,0,0,0,0,0,0,0,0,0,0,0,0,0,0,0,0,0,0,0,0,0]
[null,0,"               ","               ",16.14,16.0501,0,0,0,0,0,0,0,0,0,0,0,0,0,0,0,0,0,0,0,0,0,0,0]
[null,0,"               ","               ",16.0501,15.932499999999999,0,0,0,0,0,0,0,0,0,0,0,0,0,0,0,0,0,0,0,0,0,0,0]
[null,0,"               ","               ",15.932499999999999,15.8148,0,0,0,0,0,0,0,0,0,0,0,0,0,0,0,0,0,0,0,0,0,0,0]
[null,0,"               ","               ",15.8148,15.716200000000001,0,0,0,0,0,0,0,0,0,0,0,0,0,0,0,0,0,0,0,0,0,0,0]
[null,0,"               ","               ",15.716200000000001,15.617699999999999,0,0,0,0,0,0,0,0,0,0,0,0,0,0,0,0,0,0,0,0,0,0,0]
[null,0,"               ","               ",15.617699999999999,15.5191,0,0,0,0,0,0,0,0,0,0,0,0,0,0,0,0,0,0,0,0,0,0,0]
[null,0,"               ","               ",15.5191,15.420500000000001,0,0,0,0,0,0,0,0,0,0,0,0,0,0,0,0,0,0,0,0,0,0,0]
[null,0,"               ","               ",15.420500000000001,15.321999999999999,0,0,0,0,0,0,0,0,0,0,0,0,0,0,0,0,0,0,0,0,0,0,0]
[null,0,"               ","               ",15.321999999999999,15.2234,0,0,0,0,0,0,0,0,0,0,0,0,0,0,0,0,0,0,0,0,0,0,0]
[null,0,"               ","               ",15.2234,15.1248,0,0,0,0,0,0,0,0,0,0,0,0,0,0,0,0,0,0,0,0,0,0,0]
[null,0,"               ","               ",15.1248,14.170299999999999,0,0,0,0,0,0,0,0,0,0,0,0,0,0,0,0,0,0,0,0,0,0,0]
[null,0,"               ","               ",14.170299999999999,13.191599999999999,0,0,0,0,0,0,0,0,0,0,0,0,0,0,0,0,0,0,0,0,0,0,0]
[null,0,"               ","               ",13.191599999999999,11.717000000000001,0,6.9000000000000006E-2,24.878699999999998,0,2,5.3529999999999998,0,1.25,85,75,175,0,35,12.05,0,0,1.1000000000000001,0,94.4,0,0,0,7.65]
[null,0,"Tatum Creek Con","               ",11.717000000000001,11.087899999999999,0,0,0,0,0,0,0,0,0,0,0,0,0,0,0,0,0,0,0,0,0,0,0]
[null,0,"               ","               ",11.087899999999999,10.018700000000001,0,0,0,0,0,0,0,0,0,0,0,0,0,0,0,0,0,0,0,0,0,0,0]
[null,0,"               ","               ",10.018700000000001,9.5556999999999999,0,5.79E-2,24.878699999999998,0,3,5.3529999999999998,0,1.25,255,75,160,5,55,26.34,0,0,0,0,85.2,0,0,0,7.75]
[null,0,"Dog Creek Confl","               ",9.5556999999999999,8.7954000000000008,0,0,0,0,0,0,0,0,0,0,0,0,0,0,0,0,0,0,0,0,0,0,0]
[null,0,"               ","               ",8.7954000000000008,7.5621,0,1.29E-2,24.878699999999998,0,17,5.3529999999999998,0,1.25,45,75,90,0,135,14.47,0,0,3.5,0,50.6,0,0,0,7.35]
[null,0,"Fort Cooper Cre","               ",7.5621,7.1863999999999999,0,0.1047,24.878699999999998,0,3,5.3529999999999998,0,1.25,45,75,95,0,55,10.81,0,0,0.5,0,54.4,0,0,0,7.35]
[null,0,"               ","               ",7.1863999999999999,6.2675999999999998,0,0,0,0,0,0,0,0,0,0,0,0,0,0,0,0,0,0,0,0,0,0,0]
[null,0,"Hassell Creek C","               ",6.2675999999999998,5.3856000000000002,0,0,0,0,0,0,0,0,0,0,0,0,0,0,0,0,0,0,0,0,0,0,0]
[null,0,"               ","               ",5.3856000000000002,4.9008000000000003,0,0,0,0,0,0,0,0,0,0,0,0,0,0,0,0,0,0,0,0,0,0,0]
[null,0,"               ","               ",4.9008000000000003,4.0689000000000002,0,0,0,0,0,0,0,0,0,0,0,0,0,0,0,0,0,0,0,0,0,0,0]
[null,0,"               ","               ",4.0689000000000002,3.7227000000000001,0,0,0,0,0,0,0,0,0,0,0,0,0,0,0,0,0,0,0,0,0,0,0]
[null,0,"               ","               ",3.7227000000000001,3.3765999999999998,0,0,0,0,0,0,0,0,0,0,0,0,0,0,0,0,0,0,0,0,0,0,0]
[null,0,"               ","               ",3.3765999999999998,3.0305,0,0,0,0,0,0,0,0,0,0,0,0,0,0,0,0,0,0,0,0,0,0,0]
[null,0,"               ","               ",3.0305,2.6844000000000001,0,0,0,0,0,0,0,0,0,0,0,0,0,0,0,0,0,0,0,0,0,0,0]
[null,0,"               ","               ",2.6844000000000001,2.3382000000000001,0,0,0,0,0,0,0,0,0,0,0,0,0,0,0,0,0,0,0,0,0,0,0]
[null,0,"               ","               ",2.3382000000000001,1.9921,0,0,0,0,0,0,0,0,0,0,0,0,0,0,0,0,0,0,0,0,0,0,0]
[null,0,"               ","               ",1.9921,1.6459999999999999,0,0,0,0,0,0,0,0,0,0,0,0,0,0,0,0,0,0,0,0,0,0,0]
[null,0,"Downstream samp","               ",1.6459999999999999,1.5088999999999999,0,0,0,0,0,0,0,0,0,0,0,0,0,0,0,0,0,0,0,0,0,0,0]
[null,0,"Downstream samp","               ",1.5088999999999999,1.3716999999999999,0,0,0,0,0,0,0,0,0,0,0,0,0,0,0,0,0,0,0,0,0,0,0]
[null,0,"Downstream samp","               ",1.3716999999999999,1.2345999999999999,0,0,0,0,0,0,0,0,0,0,0,0,0,0,0,0,0,0,0,0,0,0,0]
[null,0,"Downstream samp","               ",1.2345999999999999,1.0974999999999999,0,0,0,0,0,0,0,0,0,0,0,0,0,0,0,0,0,0,0,0,0,0,0]
[null,0,"Downstream samp","               ",1.0974999999999999,0.96040000000000003,0,0,0,0,0,0,0,0,0,0,0,0,0,0,0,0,0,0,0,0,0,0,0]
[null,0,"               ","               ",0.96040000000000003,0,0,0,0,0,0,0,0,0,0,0,0,0,0,0,0,0,0,0,0,0,0,0,0]
["2019-08-18T09:00:00",0,"Mainstream Head","               ",17.4969,17.3995,0,0,0,0,0,0,0,0,0,0,0,0,0,0,0,0,0,0,0,0,0,0,0]
[null,0,"Mainstream Head","               ",17.3995,17.302099999999999,0,0,0,0,0,0,0,0,0,0,0,0,0,0,0,0,0,0,0,0,0,0,0]
[null,0,"Mainstream Head","               ",17.302099999999999,17.204799999999999,0,0,0,0,0,0,0,0,0,0,0,0,0,0,0,0,0,0,0,0,0,0,0]
[null,0,"Mainstream Head","               ",17.204799999999999,17.107399999999998,0,0.35049999999999998,25,0,5,6,0,7,2000,1500,4500,400,100,0,0,0,0,0,150,0,0,0,7.2]
[null,0,"Mainstream Head","               ",17.107399999999998,17.010000000000002,0,0,0,0,0,0,0,0,0,0,0,0,0,0,0,0,0,0,0,0,0,0,0]
[null,0,"               ","               ",17.010000000000002,16.9114,0,0,0,0,0,0,0,0,0,0,0,0,0,0,0,0,0,0,0,0,0,0,0]
[null,0,"               ","               ",16.9114,16.812799999999999,0,0,0,0,0,0,0,0,0,0,0,0,0,0,0,0,0,0,0,0,0,0,0]
[null,0,"               ","               ",16.812799999999999,16.714200000000002,0,0,0,0,0,0,0,0,0,0,0,0,0,0,0,0,0,0,0,0,0,0,0]
[null,0,"               ","               ",16.714200000000002,16.615600000000001,0,0,0,0,0,0,0,0,0,0,0,0,0,0,0,0,0,0,0,0,0,0,0]
[null,0,"               ","               ",16.615600000000001,16.516999999999999,0,0,0,0,0,0,0,0,0,0,0,0,0,0,0,0,0,0,0,0,0,0,0]
[null,0,"               ","               ",16.516999999999999,16.418399999999998,0,0,0,0,0,0,0,0,0,0,0,0,0,0,0,0,0,0,0,0,0,0,0]
[null,0,"               ","               ",16.418399999999998,16.319800000000001,0,0,0,0,0,0,0,0,0,0,0,0,0,0,0,0,0,0,0,0,0,0,0]
[null,0,"               ","               ",16.319800000000001,16.229900000000001,0,0,0,0,0,0,0,0,0,0,0,0,0,0,0,0,0,0,0,0,0,0,0]
[null,0,"               ","               ",16.229900000000001,16.14,0,0,0,0,0,0,0,0,0,0,0,0,0,0,0,0,0,0,0,0,0,0,0]
[null,0,"               ","               ",16.14,16.0501,0,0,0,0,0,0,0,0,0,0,0,0,0,0,0,0,0,0,0,0,0,0,0]
[null,0,"               ","               ",16.0501,15.932499999999999,0,0,0,0,0,0,0,0,0,0,0,0,0,0,0,0,0,0,0,0,0,0,0]
[null,0,"               ","               ",15.932499999999999,15.8148,0,0,0,0,0,0,0,0,0,0,0,0,0,0,0,0,0,0,0,0,0,0,0]
[null,0,"               ","               ",15.8148,15.716200000000001,0,0,0,0,0,0,0,0,0,0,0,0,0,0,0,0,0,0,0,0,0,0,0]
[null,0,"               ","               ",15.716200000000001,15.617699999999999,0,0,0,0,0,0,0,0,0,0,0,0,0,0,0,0,0,0,0,0,0,0,0]
[null,0,"               ","               ",15.617699999999999,15.5191,0,0,0,0,0,0,0,0,0,0,0,0,0,0,0,0,0,0,0,0,0,0,0]
[null,0,"               ","               ",15.5191,15.420500000000001,0,0,0,0,0,0,0,0,0,0,0,0,0,0,0,0,0,0,0,0,0,0,0]
[null,0,"               ","               ",15.420500000000001,15.321999999999999,0,0,0,0,0,0,0,0,0,0,0,0,0,0,0,0,0,0,0,0,0,0,0]
[null,0,"               ","               ",15.321999999999999,15.2234,0,0,0,0,0,0,0,0,0,0,0,0,0,0,0,0,0,0,0,0,0,0,0]
[null,0,"               ","               ",15.2234,15.1248,0,0,0,0,0,0,0,0,0,0,0,0,0,0,0,0,0,0,0,0,0,0,0]
[null,0,"               ","               ",15.1248,14.170299999999999,0,0,0,0,0,0,0,0,0,0,0,0,0,0,0,0,0,0,0,0,0,0,0]
[null,0,"               ","               ",14.170299999999999,13.191599999999999,0,0,0,0,0,0,0,0,0,0,0,0,0,0,0,0,0,0,0,0,0,0,0]
[null,0,"               ","               ",13.191599999999999,11.717000000000001,0,6.9000000000000006E-2,25.5,0,2.4824000000000002,6,0,1.1464000000000001,82.928899999999999,64.6447,156.3604,0,24.6447,13.014699999999999,0,0,0.89290000000000003,0,91.293400000000005,0,0,0,7.7224000000000004]
[null,0,"Tatum Creek Con","               ",11.717000000000001,11.087899999999999,0,0,0,0,0,0,0,0,0,0,0,0,0,0,0,0,0,0,0,0,0,0,0]
[null,0,"               ","               ",11.087899999999999,10.018700000000001,0,0,0,0,0,0,0,0,0,0,0,0,0,0,0,0,0,0,0,0,0,0,0]
[null,0,"               ","               ",10.018700000000001,9.5556999999999999,0,5.79E-2,25.5,0,3.4824000000000002,6,0,1.1464000000000001,252.9289,64.6447,135.1472,2.9289000000000001,44.6447,27.3047,0,0,0,0,83.128900000000002,0,0,0,7.8224]
[null,0,"Dog Creek Confl","               ",9.5556999999999999,8.7954000000000008,0,0,0,0,0,0,0,0,0,0,0,0,0,0,0,0,0,0,0,0,0,0,0]
[null,0,"               ","               ",8.7954000000000008,7.5621,0,1.29E-2,25.5,0,17.482399999999998,6,0,1.1464000000000001,42.928899999999999,64.6447,77.573599999999999,0,124.6447,15.434699999999999,0,0,3.2928999999999999,0,48.5289,0,0,0,7.4223999999999997]
[null,0,"Fort Cooper Cre","               ",7.5621,7.1863999999999999,0,0.1047,25.5,0,3.4824000000000002,6,0,1.1464000000000001,42.928899999999999,64.6447,80.502499999999998,0,44.6447,11.774699999999999,0,0,0.29289999999999999,0,52.328899999999997,0,0,0,7.4223999999999997]
[null,0,"               ","               ",7.1863999999999999,6.2675999999999998,0,0,0,0,0,0,0,0,0,0,0,0,0,0,0,0,0,0,0,0,0,0,0]
[null,0,"Hassell Creek C","               ",6.2675999999999998,5.3856000000000002,0,0,0,0,0,0,0,0,0,0,0,0,0,0,0,0,0,0,0,0,0,0,0]
[null,0,"               ","               ",5.3856000000000002,4.9008000000000003,0,0,0,0,0,0,0,0,0,0,0,0,0,0,0,0,0,0,0,0,0,0,0]
[null,0,"               ","               ",4.9008000000000003,4.0689000000000002,0,0,0,0,0,0,0,0,0,0,0,0,0,0,0,0,0,0,0,0,0,0,0]
[null,0,"               ","               ",4.0689000000000002,3.7227000000000001,0,0,0,0,0,0,0,0,0,0,0,0,0,0,0,0,0,0,0,0,0,0,0]
[null,0,"               ","               ",3.7227000000000001,3.3765999999999998,0,0,0,0,0,0,0,0,0,0,0,0,0,0,0,0,0,0,0,0,0,0,0]
[null,0,"               ","               ",3.3765999999999998,3.0305,0,0,0,0,0,0,0,0,0,0,0,0,0,0,0,0,0,0,0,0,0,0,0]
[null,0,"               ","               ",3.0305,2.6844000000000001,0,0,0,0,0,0,0,0,0,0,0,0,0,0,0,0,0,0,0,0,0,0,0]
[null,0,"               ","               ",2.6844000000000001,2.3382000000000001,0,0,0,0,0,0,0,0,0,0,0,0,0,0,0,0,0,0,0,0,0,0,0]
[null,0,"               ","               ",2.3382000000000001,1.9921,0,0,0,0,0,0,0,0,0,0,0,0,0,0,0,0,0,0,0,0,0,0,0]
[null,0,"               ","               ",1.9921,1.6459999999999999,0,0,0,0,0,0,0,0,0,0,0,0,0,0,0,0,0,0,0,0,0,0,0]
[null,0,"Downstream samp","               ",1.6459999999999999,1.5088999999999999,0,0,0,0,0,0,0,0,0,0,0,0,0,0,0,0,0,0,0,0,0,0,0]
[null,0,"Downstream samp","               ",1.5088999999999999,1.3716999999999999,0,0,0,0,0,0,0,0,0,0,0,0,0,0,0,0,0,0,0,0,0,0,0]
[null,0,"Downstream samp","               ",1.3716999999999999,1.2345999999999999,0,0,0,0,0,0,0,0,0,0,0,0,0,0,0,0,0,0,0,0,0,0,0]
[null,0,"Downstream samp","               ",1.2345999999999999,1.0974999999999999,0,0,0,0,0,0,0,0,0,0,0,0,0,0,0,0,0,0,0,0,0,0,0]
[null,0,"Downstream samp","               ",1.0974999999999999,0.96040000000000003,0,0,0,0,0,0,0,0,0,0,0,0,0,0,0,0,0,0,0,0,0,0,0]
[null,0,"               ","               ",0.96040000000000003,0,0,0,0,0,0,0,0,0,0,0,0,0,0,0,0,0,0,0,0,0,0,0,0]
["2019-08-18T10:00:00",0,"Mainstream Head","               ",17.4969,17.3995,0,0,0,0,0,0,0,0,0,0,0,0,0,0,0,0,0,0,0,0,0,0,0]
[null,0,"Mainstream Head","               ",17.3995,17.302099999999999,0,0,0,0,0,0,0,0,0,0,0,0,0,0,0,0,0,0,0,0,0,0,0]
[null,0,"Mainstream Head","               ",17.302099999999999,17.204799999999999,0,0,0,0,0,0,0,0,0,0,0,0,0,0,0,0,0,0,0,0,0,0,0]
[null,0,"Mainstream Head","               ",17.204799999999999,17.107399999999998,0,0.35049999999999998,25,0,5,6,0,7,2000,1500,4500,400,100,0,0,0,0,0,150,0,0,0,7.2]
[null,0,"Mainstream Head","               ",17.107399999999998,17.010000000000002,0,0,0,0,0,0,0,0,0,0,0,0,0,0,0,0,0,0,0,0,0,0,0]
[null,0,"               ","               ",17.010000000000002,16.9114,0,0,0,0,0,0,0,0,0,0,0,0,0,0,0,0,0,0,0,0,0,0,0]
[null,0,"               ","               ",16.9114,16.812799999999999,0,0,0,0,0,0,0,0,0,0,0,0,0,0,0,0,0,0,0,0,0,0,0]
[null,0,"               ","               ",16.812799999999999,16.714200000000002,0,0,0,0,0,0,0,0,0,0,0,0,0,0,0,0,0,0,0,0,0,0,0]
[null,0,"               ","               ",16.714200000000002,16.615600000000001,0,0,0,0,0,0,0,0,0,0,0,0,0,0,0,0,0,0,0,0,0,0,0]
[null,0,"               ","               ",16.615600000000001,16.516999999999999,0,0,0,0,0,0,0,0,0,0,0,0,0,0,0,0,0,0,0,0,0,0,0]
[null,0,"               ","               ",16.516999999999999,16.418399999999998,0,0,0,0,0,0,0,0,0,0,0,0,0,0,0,0,0,0,0,0,0,0,0]
[null,0,"               ","               ",16.418399999999998,16.319800000000001,0,0,0,0,0,0,0,0,0,0,0,0,0,0,0,0,0,0,0,0,0,0,0]
[null,0,"               ","               ",16.319800000000001,16.229900000000001,0,0,0,0,0,0,0,0,0,0,0,0,0,0,0,0,0,0,0,0,0,0,0]
[null,0,"               ","               ",16.229900000000001,16.14,0,0,0,0,0,0,0,0,0,0,0,0,0,0,0,0,0,0,0,0,0,0,0]
[null,0,"               ","               ",16.14,16.0501,0,0,0,0,0,0,0,0,0,0,0,0,0,0,0,0,0,0,0,0,0,0,0]
[null,0,"               ","               ",16.0501,15.932499999999999,0,0,0,0,0,0,0,0,0,0,0,0,0,0,0,0,0,0,0,0,0,0,0]
[null,0,"               ","               ",15.932499999999999,15.8148,0,0,0,0,0,0,0,0,0,0,0,0,0,0,0,0,0,0,0,0,0,0,0]
[null,0,"               ","               ",15.8148,15.716200000000001,0,0,0,0,0,0,0,0,0,0,0,0,0,0,0,0,0,0,0,0,0,0,0]
[null,0,"               ","               ",15.716200000000001,15.617699999999999,0,0,0,0,0,0,0,0,0,0,0,0,0,0,0,0,0,0,0,0,0,0,0]
[null,0,"               ","               ",15.617699999999999,15.5191,0,0,0,0,0,0,0,0,0,0,0,0,0,0,0,0,0,0,0,0,0,0,0]
[null,0,"               ","               ",15.5191,15.420500000000001,0,0,0,0,0,0,0,0,0,0,0,0,0,0,0,0,0,0,0,0,0,0,0]
[null,0,"               ","               ",15.420500000000001,15.321999999999999,0,0,0,0,0,0,0,0,0,0,0,0,0,0,0,0,0,0,0,0,0,0,0]
[null,0,"               ","               ",15.321999999999999,15.2234,0,0,0,0,0,0,0,0,0,0,0,0,0,0,0,0,0,0,0,0,0,0,0]
[null,0,"               ","               ",15.2234,15.1248,0,0,0,0,0,0,0,0,0,0,0,0,0,0,0,0,0,0,0,0,0,0,0]
[null,0,"               ","               ",15.1248,14.170299999999999,0,0,0,0,0,0,0,0,0,0,0,0,0,0,0,0,0,0,0,0,0,0,0]
[null,0,"               ","               ",14.170299999999999,13.191599999999999,0,0,0,0,0,0,0,0,0,0,0,0,0,0,0,0,0,0,0,0,0,0,0]
[null,0,"               ","               ",13.191599999999999,11.717000000000001,0,6.9000000000000006E-2,26.223500000000001,0,3,6.6470000000000002,0,1.0669999999999999,81.339699999999993,56.698700000000002,142.05770000000001,0,16.698699999999999,14.05,0,0,0.73399999999999999,0,88.909599999999998,0,0,0,7.8]
[null,0,"Tatum Creek Con","               ",11.717000000000001,11.087899999999999,0,0,0,0,0,0,0,0,0,0,0,0,0,0,0,0,0,0,0,0,0,0,0]
[null,0,"               ","               ",11.087899999999999,10.018700000000001,0,0,0,0,0,0,0,0,0,0,0,0,0,0,0,0,0,0,0,0,0,0,0]
[null,0,"               ","               ",10.018700000000001,9.5556999999999999,0,5.79E-2,26.223500000000001,0,4,6.6470000000000002,0,1.0669999999999999,251.33969999999999,56.698700000000002,116.077,1.3396999999999999,36.698700000000002,28.34,0,0,0,0,81.539699999999996,0,0,0,7.9]
[null,0,"Dog Creek Confl","               ",9.5556999999999999,8.7954000000000008,0,0,0,0,0,0,0,0,0,0,0,0,0,0,0,0,0,0,0,0,0,0,0]
[null,0,"               ","               ",8.7954000000000008,7.5621,0,1.29E-2,26.223500000000001,0,18,6.6470000000000002,0,1.0669999999999999,41.339700000000001,56.698700000000002,68.038499999999999,0,116.6987,16.47,0,0,3.1339999999999999,0,46.939700000000002,0,0,0,7.5]
[null,0,"Fort Cooper Cre","               ",7.5621,7.1863999999999999,0,0.1047,26.223500000000001,0,4,6.6470000000000002,0,1.0669999999999999,41.339700000000001,56.698700000000002,69.378200000000007,0,36.698700000000002,12.81,0,0,0.13400000000000001,0,50.739699999999999,0,0,0,7.5]
[null,0,"               ","               ",7.1863999999999999,6.2675999999999998,0,0,0,0,0,0,0,0,0,0,0,0,0,0,0,0,0,0,0,0,0,0,0]
[null,0,"Hassell Creek C","               ",6.2675999999999998,5.3856000000000002,0,0,0,0,0,0,0,0,0,0,0,0,0,0,0,0,0,0,0,0,0,0,0]
[null,0,"               ","               ",5.3856000000000002,4.9008000000000003,0,0,0,0,0,0,0,0,0,0,0,0,0,0,0,0,0,0,0,0,0,0,0]
[null,0,"               ","               ",4.9008000000000003,4.0689000000000002,0,0,0,0,0,0,0,0,0,0,0,0,0,0,0,0,0,0,0,0,0,0,0]
[null,0,"               ","               ",4.0689000000000002,3.7227000000000001,0,0,0,0,0,0,0,0,0,0,0,0,0,0,0,0,0,0,0,0,0,0,0]
[null,0,"               ","               ",3.7227000000000001,3.3765999999999998,0,0,0,0,0,0,0,0,0,0,0,0,0,0,0,0,0,0,0,0,0,0,0]
[null,0,"               ","               ",3.3765999999999998,3.0305,0,0,0,0,0,0,0,0,0,0,0,0,0,0,0,0,0,0,0,0,0,0,0]
[null,0,"               ","               ",3.0305,2.6844000000000001,0,0,0,0,0,0,0,0,0,0,0,0,0,0,0,0,0,0,0,0,0,0,0]
[null,0,"               ","               ",2.6844000000000001,2.3382000000000001,0,0,0,0,0,0,0,0,0,0,0,0,0,0,0,0,0,0,0,0,0,0,0]
[null,0,"               ","               ",2.3382000000000001,1.9921,0,0,0,0,0,0,0,0,0,0,0,0,0,0,0,0,0,0,0,0,0,0,0]
[null,0,"               ","               ",1.9921,1.6459999999999999,0,0,0,0,0,0,0,0,0,0,0,0,0,0,0,0,0,0,0,0,0,0,0]
[null,0,"Downstream samp","               ",1.6459999999999999,1.5088999999999999,0,0,0,0,0,0,0,0,0,0,0,0,0,0,0,0,0,0,0,0,0,0,0]
[null,0,"Downstream samp","               ",1.5088999999999999,1.3716999999999999,0,0,0,0,0,0,0,0,0,0,0,0,0,0,0,0,0,0,0,0,0,0,0]
[null,0,"Downstream samp","               ",1.3716999999999999,1.2345999999999999,0,0,0,0,0,0,0,0,0,0,0,0,0,0,0,0,0,0,0,0,0,0,0]
[null,0,"Downstream samp","               ",1.2345999999999999,1.0974999999999999,0,0,0,0,0,0,0,0,0,0,0,0,0,0,0,0,0,0,0,0,0,0,0]
[null,0,"Downstream samp","               ",1.0974999999999999,0.96040000000000003,0,0,0,0,0,0,0,0,0,0,0,0,0,0,0,0,0,0,0,0,0,0,0]
[null,0,"               ","               ",0.96040000000000003,0,0,0,0,0,0,0,0,0,0,0,0,0,0,0,0,0,0,0,0,0,0,0,0]
["2019-08-18T11:00:00",0,"Mainstream Head","               ",17.4969,17.3995,0,0,0,0,0,0,0,0,0,0,0,0,0,0,0,0,0,0,0,0,0,0,0]
[null,0,"Mainstream Head","               ",17.3995,17.302099999999999,0,0,0,0,0,0,0,0,0,0,0,0,0,0,0,0,0,0,0,0,0,0,0]
[null,0,"Mainstream Head","               ",17.302099999999999,17.204799999999999,0,0,0,0,0,0,0,0,0,0,0,0,0,0,0,0,0,0,0,0,0,0,0]
[null,0,"Mainstream Head","               ",17.204799999999999,17.107399999999998,0,0.35049999999999998,25,0,5,6,0,7,2000,1500,4500,400,100,0,0,0,0,0,150,0,0,0,7.2]
[null,0,"Mainstream Head","               ",17.107399999999998,17.010000000000002,0,0,0,0,0,0,0,0,0,0,0,0,0,0,0,0,0,0,0,0,0,0,0]
[null,0,"               ","               ",17.010000000000002,16.9114,0,0,0,0,0,0,0,0,0,0,0,0,0,0,0,0,0,0,0,0,0,0,0]
[null,0,"               ","               ",16.9114,16.812799999999999,0,0,0,0,0,0,0,0,0,0,0,0,0,0,0,0,0,0,0,0,0,0,0]
[null,0,"               ","               ",16.812799999999999,16.714200000000002,0,0,0,0,0,0,0,0,0,0,0,0,0,0,0,0,0,0,0,0,0,0,0]
[null,0,"               ","               ",16.714200000000002,16.615600000000001,0,0,0,0,0,0,0,0,0,0,0,0,0,0,0,0,0,0,0,0,0,0,0]
[null,0,"               ","               ",16.615600000000001,16.516999999999999,0,0,0,0,0,0,0,0,0,0,0,0,0,0,0,0,0,0,0,0,0,0,0]
[null,0,"               ","               ",16.516999999999999,16.418399999999998,0,0,0,0,0,0,0,0,0,0,0,0,0,0,0,0,0,0,0,0,0,0,0]
[null,0,"               ","               ",16.418399999999998,16.319800000000001,0,0,0,0,0,0,0,0,0,0,0,0,0,0,0,0,0,0,0,0,0,0,0]
[null,0,"               ","               ",16.319800000000001,16.229900000000001,0,0,0,0,0,0,0,0,0,0,0,0,0,0,0,0,0,0,0,0,0,0,0]
[null,0,"               ","               ",16.229900000000001,16.14,0,0,0,0,0,0,0,0,0,0,0,0,0,0,0,0,0,0,0,0,0,0,0]
[null,0,"               ","               ",16.14,16.0501,0,0,0,0,0,0,0,0,0,0,0,0,0,0,0,0,0,0,0,0,0,0,0]
[null,0,"               ","               ",16.0501,15.932499999999999,0,0,0,0,0,0,0,0,0,0,0,0,0,0,0,0,0,0,0,0,0,0,0]
[null,0,"               ","               ",15.932499999999999,15.8148,0,0,0,0,0,0,0,0,0,0,0,0,0,0,0,0,0,0,0,0,0,0,0]
[null,0,"               ","               ",15.8148,15.716200000000001,0,0,0,0,0,0,0,0,0,0,0,0,0,0,0,0,0,0,0,0,0,0,0]
[null,0,"               ","               ",15.716200000000001,15.617699999999999,0,0,0,0,0,0,0,0,0,0,0,0,0,0,0,0,0,0,0,0,0,0,0]
[null,0,"               ","               ",15.617699999999999,15.5191,0,0,0,0,0,0,0,0,0,0,0,0,0,0,0,0,0,0,0,0,0,0,0]
[null,0,"               ","               ",15.5191,15.420500000000001,0,0,0,0,0,0,0,0,0,0,0,0,0,0,0,0,0,0,0,0,0,0,0]
[null,0,"               ","               ",15.420500000000001,15.321999999999999,0,0,0,0,0,0,0,0,0,0,0,0,0,0,0,0,0,0,0,0,0,0,0]
[null,0,"               ","               ",15.321999999999999,15.2234,0,0,0,0,0,0,0,0,0,0,0,0,0,0,0,0,0,0,0,0,0,0,0]
[null,0,"               ","               ",15.2234,15.1248,0,0,0,0,0,0,0,0,0,0,0,0,0,0,0,0,0,0,0,0,0,0,0]
[null,0,"               ","               ",15.1248,14.170299999999999,0,0,0,0,0,0,0,0,0,0,0,0,0,0,0,0,0,0,0,0,0,0,0]
[null,0,"               ","               ",14.170299999999999,13.191599999999999,0,0,0,0,0,0,0,0,0,0,0,0,0,0,0,0,0,0,0,0,0,0,0]
[null,0,"               ","               ",13.191599999999999,11.717000000000001,0,6.9000000000000006E-2,27,0,3.5175999999999998,7.25,0,1.0169999999999999,80.340699999999998,51.703699999999998,133.0667,0,11.7037,15.0853,0,0,0.6341,0,87.411100000000005,0,0,0,7.8776000000000002]
[null,0,"Tatum Creek Con","               ",11.717000000000001,11.087899999999999,0,0,0,0,0,0,0,0,0,0,0,0,0,0,0,0,0,0,0,0,0,0,0]
[null,0,"               ","               ",11.087899999999999,10.018700000000001,0,0,0,0,0,0,0,0,0,0,0,0,0,0,0,0,0,0,0,0,0,0,0]
[null,0,"               ","               ",10.018700000000001,9.5556999999999999,0,5.79E-2,27,0,4.5175999999999998,7.25,0,1.0169999999999999,250.3407,51.703699999999998,104.0889,0.3407,31.703700000000001,29.375299999999999,0,0,0,0,80.540700000000001,0,0,0,7.9775999999999998]
[null,0,"Dog Creek Confl","               ",9.5556999999999999,8.7954000000000008,0,0,0,0,0,0,0,0,0,0,0,0,0,0,0,0,0,0,0,0,0,0,0]
[null,0,"               ","               ",8.7954000000000008,7.5621,0,1.29E-2,27,0,18.517600000000002,7.25,0,1.0169999999999999,40.340699999999998,51.703699999999998,62.044499999999999,0,111.7037,17.505299999999998,0,0,3.0341,0,45.9407,0,0,0,7.5776000000000003]
[null,0,"Fort Cooper Cre","               ",7.5621,7.1863999999999999,0,0.1047,27,0,4.5175999999999998,7.25,0,1.0169999999999999,40.340699999999998,51.703699999999998,62.385199999999998,0,31.703700000000001,13.8453,0,0,3.4099999999999998E-2,0,49.740699999999997,0,0,0,7.5776000000000003]
[null,0,"               ","               ",7.1863999999999999,6.2675999999999998,0,0,0,0,0,0,0,0,0,0,0,0,0,0,0,0,0,0,0,0,0,0,0]
[null,0,"Hassell Creek C","               ",6.2675999999999998,5.3856000000000002,0,0,0,0,0,0,0,0,0,0,0,0,0,0,0,0,0,0,0,0,0,0,0]
[null,0,"               ","               ",5.3856000000000002,4.9008000000000003,0,0,0,0,0,0,0,0,0,0,0,0,0,0,0,0,0,0,0,0,0,0,0]
[null,0,"               ","               ",4.9008000000000003,4.0689000000000002,0,0,0,0,0,0,0,0,0,0,0,0,0,0,0,0,0,0,0,0,0,0,0]
[null,0,"               ","               ",4.0689000000000002,3.7227000000000001,0,0,0,0,0,0,0,0,0,0,0,0,0,0,0,0,0,0,0,0,0,0,0]
[null,0,"               ","               ",3.7227000000000001,3.3765999999999998,0,0,0,0,0,0,0,0,0,0,0,0,0,0,0,0,0,0,0,0,0,0,0]
[null,0,"               ","               ",3.3765999999999998,3.0305,0,0,0,0,0,0,0,0,0,0,0,0,0,0,0,0,0,0,0,0,0,0,0]
[null,0,"               ","               ",3.0305,2.6844000000000001,0,0,0,0,0,0,0,0,0,0,0,0,0,0,0,0,0,0,0,0,0,0,0]
[null,0,"               ","               ",2.6844000000000001,2.3382000000000001,0,0,0,0,0,0,0,0,0,0,0,0,0,0,0,0,0,0,0,0,0,0,0]
[null,0,"               ","               ",2.3382000000000001,1.9921,0,0,0,0,0,0,0,0,0,0,0,0,0,0,0,0,0,0,0,0,0,0,0]
[null,0,"               ","               ",1.9921,1.6459999999999999,0,0,0,0,0,0,0,0,0,0,0,0,0,0,0,0,0,0,0,0,0,0,0]
[null,0,"Downstream samp","               ",1.6459999999999999,1.5088999999999999,0,0,0,0,0,0,0,0,0,0,0,0,0,0,0,0,0,0,0,0,0,0,0]
[null,0,"Downstream samp","               ",1.5088999999999999,1.3716999999999999,0,0,0,0,0,0,0,0,0,0,0,0,0,0,0,0,0,0,0,0,0,0,0]
[null,0,"Downstream samp","               ",1.3716999999999999,1.2345999999999999,0,0,0,0,0,0,0,0,0,0,0,0,0,0,0,0,0,0,0,0,0,0,0]
[null,0,"Downstream samp","               ",1.2345999999999999,1.0974999999999999,0,0,0,0,0,0,0,0,0,0,0,0,0,0,0,0,0,0,0,0,0,0,0]
[null,0,"Downstream samp","               ",1.0974999999999999,0.96040000000000003,0,0,0,0,0,0,0,0,0,0,0,0,0,0,0,0,0,0,0,0,0,0,0]
[null,0,"               ","               ",0.96040000000000003,0,0,0,0,0,0,0,0,0,0,0,0,0,0,0,0,0,0,0,0,0,0,0,0]
["2019-08-18T12:00:00",0,"Mainstream Head","               ",17.4969,17.3995,0,0,0,0,0,0,0,0,0,0,0,0,0,0,0,0,0,0,0,0,0,0,0]
[null,0,"Mainstream Head","               ",17.3995,17.302099999999999,0,0,0,0,0,0,0,0,0,0,0,0,0,0,0,0,0,0,0,0,0,0,0]
[null,0,"Mainstream Head","               ",17.302099999999999,17.204799999999999,0,0,0,0,0,0,0,0,0,0,0,0,0,0,0,0,0,0,0,0,0,0,0]
[null,0,"Mainstream Head","               ",17.204799999999999,17.107399999999998,0,0.35049999999999998,25,0,5,6,0,7,2000,1500,4500,400,100,0,0,0,0,0,150,0,0,0,7.2]
[null,0,"Mainstream Head","               ",17.107399999999998,17.010000000000002,0,0,0,0,0,0,0,0,0,0,0,0,0,0,0,0,0,0,0,0,0,0,0]
[null,0,"               ","               ",17.010000000000002,16.9114,0,0,0,0,0,0,0,0,0,0,0,0,0,0,0,0,0,0,0,0,0,0,0]
[null,0,"               ","               ",16.9114,16.812799999999999,0,0,0,0,0,0,0,0,0,0,0,0,0,0,0,0,0,0,0,0,0,0,0]
[null,0,"               ","               ",16.812799999999999,16.714200000000002,0,0,0,0,0,0,0,0,0,0,0,0,0,0,0,0,0,0,0,0,0,0,0]
[null,0,"               ","               ",16.714200000000002,16.615600000000001,0,0,0,0,0,0,0,0,0,0,0,0,0,0,0,0,0,0,0,0,0,0,0]
[null,0,"               ","               ",16.615600000000001,16.516999999999999,0,0,0,0,0,0,0,0,0,0,0,0,0,0,0,0,0,0,0,0,0,0,0]
[null,0,"               ","               ",16.516999999999999,16.418399999999998,0,0,0,0,0,0,0,0,0,0,0,0,0,0,0,0,0,0,0,0,0,0,0]
[null,0,"               ","               ",16.418399999999998,16.319800000000001,0,0,0,0,0,0,0,0,0,0,0,0,0,0,0,0,0,0,0,0,0,0,0]
[null,0,"               ","               ",16.319800000000001,16.229900000000001,0,0,0,0,0,0,0,0,0,0,0,0,0,0,0,0,0,0,0,0,0,0,0]
[null,0,"               ","               ",16.229900000000001,16.14,0,0,0,0,0,0,0,0,0,0,0,0,0,0,0,0,0,0,0,0,0,0,0]
[null,0,"               ","               ",16.14,16.0501,0,0,0,0,0,0,0,0,0,0,0,0,0,0,0,0,0,0,0,0,0,0,0]
[null,0,"               ","               ",16.0501,15.932499999999999,0,0,0,0,0,0,0,0,0,0,0,0,0,0,0,0,0,0,0,0,0,0,0]
[null,0,"               ","               ",15.932499999999999,15.8148,0,0,0,0,0,0,0,0,0,0,0,0,0,0,0,0,0,0,0,0,0,0,0]
[null,0,"               ","               ",15.8148,15.716200000000001,0,0,0,0,0,0,0,0,0,0,0,0,0,0,0,0,0,0,0,0,0,0,0]
[null,0,"               ","               ",15.716200000000001,15.617699999999999,0,0,0,0,0,0,0,0,0,0,0,0,0,0,0,0,0,0,0,0,0,0,0]
[null,0,"               ","               ",15.617699999999999,15.5191,0,0,0,0,0,0,0,0,0,0,0,0,0,0,0,0,0,0,0,0,0,0,0]
[null,0,"               ","               ",15.5191,15.420500000000001,0,0,0,0,0,0,0,0,0,0,0,0,0,0,0,0,0,0,0,0,0,0,0]
[null,0,"               ","               ",15.420500000000001,15.321999999999999,0,0,0,0,0,0,0,0,0,0,0,0,0,0,0,0,0,0,0,0,0,0,0]
[null,0,"               ","               ",15.321999999999999,15.2234,0,0,0,0,0,0,0,0,0,0,0,0,0,0,0,0,0,0,0,0,0,0,0]
[null,0,"               ","               ",15.2234,15.1248,0,0,0,0,0,0,0,0,0,0,0,0,0,0,0,0,0,0,0,0,0,0,0]
[null,0,"               ","               ",15.1248,14.170299999999999,0,0,0,0,0,0,0,0,0,0,0,0,0,0,0,0,0,0,0,0,0,0,0]
[null,0,"               ","               ",14.170299999999999,13.191599999999999,0,0,0,0,0,0,0,0,0,0,0,0,0,0,0,0,0,0,0,0,0,0,0]
[null,0,"               ","               ",13.191599999999999,11.717000000000001,0,6.9000000000000006E-2,27.776499999999999,0,4,7.7678000000000003,0,1,80,50,130,0,10,16.05,0,0,0.6,0,86.9,0,0,0,7.95]
[null,0,"Tatum Creek Con","               ",11.717000000000001,11.087899999999999,0,0,0,0,0,0,0,0,0,0,0,0,0,0,0,0,0,0,0,0,0,0,0]
[null,0,"               ","               ",11.087899999999999,10.018700000000001,0,0,0,0,0,0,0,0,0,0,0,0,0,0,0,0,0,0,0,0,0,0,0]
[null,0,"               ","               ",10.018700000000001,9.5556999999999999,0,5.79E-2,27.776499999999999,0,5,7.7678000000000003,0,1,250,50,100,0,30,30.34,0,0,0,0,80.2,0,0,0,8.0500000000000007]
[null,0,"Dog Creek Confl","               ",9.5556999999999999,8.7954000000000008,0,0,0,0,0,0,0,0,0,0,0,0,0,0,0,0,0,0,0,0,0,0,0]
[null,0,"               ","               ",8.7954000000000008,7.5621,0,1.29E-2,27.776499999999999,0,19,7.7678000000000003,0,1,40,50,60,0,110,18.47,0,0,3,0,45.6,0,0,0,7.65]
[null,0,"Fort Cooper Cre","               ",7.5621,7.1863999999999999,0,0.1047,27.776499999999999,0,5,7.7678000000000003,0,1,40,50,60,0,30,14.81,0,0,0,0,49.4,0,0,0,7.65]
[null,0,"               ","               ",7.1863999999999999,6.2675999999999998,0,0,0,0,0,0,0,0,0,0,0,0,0,0,0,0,0,0,0,0,0,0,0]
[null,0,"Hassell Creek C","               ",6.2675999999999998,5.3856000000000002,0,0,0,0,0,0,0,0,0,0,0,0,0,0,0,0,0,0,0,0,0,0,0]
[null,0,"               ","               ",5.3856000000000002,4.9008000000000003,0,0,0,0,0,0,0,0,0,0,0,0,0,0,0,0,0,0,0,0,0,0,0]
[null,0,"               ","               ",4.9008000000000003,4.0689000000000002,0,0,0,0,0,0,0,0,0,0,0,0,0,0,0,0,0,0,0,0,0,0,0]
[null,0,"               ","               ",4.0689000000000002,3.7227000000000001,0,0,0,0,0,0,0,0,0,0,0,0,0,0,0,0,0,0,0,0,0,0,0]
[null,0,"               ","               ",3.7227000000000001,3.3765999999999998,0,0,0,0,0,0,0,0,0,0,0,0,0,0,0,0,0,0,0,0,0,0,0]
[null,0,"               ","               ",3.3765999999999998,3.0305,0,0,0,0,0,0,0,0,0,0,0,0,0,0,0,0,0,0,0,0,0,0,0]
[null,0,"               ","               ",3.0305,2.6844000000000001,0,0,0,0,0,0,0,0,0,0,0,0,0,0,0,0,0,0,0,0,0,0,0]
[null,0,"               ","               ",2.6844000000000001,2.3382000000000001,0,0,0,0,0,0,0,0,0,0,0,0,0,0,0,0,0,0,0,0,0,0,0]
[null,0,"               ","               ",2.3382000000000001,1.9921,0,0,0,0,0,0,0,0,0,0,0,0,0,0,0,0,0,0,0,0,0,0,0]
[null,0,"               ","               ",1.9921,1.6459999999999999,0,0,0,0,0,0,0,0,0,0,0,0,0,0,0,0,0,0,0,0,0,0,0]
[null,0,"Downstream samp","               ",1.6459999999999999,1.5088999999999999,0,0,0,0,0,0,0,0,0,0,0,0,0,0,0,0,0,0,0,0,0,0,0]
[null,0,"Downstream samp","               ",1.5088999999999999,1.3716999999999999,0,0,0,0,0,0,0,0,0,0,0,0,0,0,0,0,0,0,0,0,0,0,0]
[null,0,"Downstream samp","               ",1.3716999999999999,1.2345999999999999,0,0,0,0,0,0,0,0,0,0,0,0,0,0,0,0,0,0,0,0,0,0,0]
[null,0,"Downstream samp","               ",1.2345999999999999,1.0974999999999999,0,0,0,0,0,0,0,0,0,0,0,0,0,0,0,0,0,0,0,0,0,0,0]
[null,0,"Downstream samp","               ",1.0974999999999999,0.96040000000000003,0,0,0,0,0,0,0,0,0,0,0,0,0,0,0,0,0,0,0,0,0,0,0]
[null,0,"               ","               ",0.96040000000000003,0,0,0,0,0,0,0,0,0,0,0,0,0,0,0,0,0,0,0,0,0,0,0,0]
["2019-08-18T13:00:00",0,"Mainstream Head","               ",17.4969,17.3995,0,0,0,0,0,0,0,0,0,0,0,0,0,0,0,0,0,0,0,0,0,0,0]
[null,0,"Mainstream Head","               ",17.3995,17.302099999999999,0,0,0,0,0,0,0,0,0,0,0,0,0,0,0,0,0,0,0,0,0,0,0]
[null,0,"Mainstream Head","               ",17.302099999999999,17.204799999999999,0,0,0,0,0,0,0,0,0,0,0,0,0,0,0,0,0,0,0,0,0,0,0]
[null,0,"Mainstream Head","               ",17.204799999999999,17.107399999999998,0,0.35049999999999998,25,0,5,6,0,7,2000,1500,4500,400,100,0,0,0,0,0,150,0,0,0,7.2]
[null,0,"Mainstream Head","               ",17.107399999999998,17.010000000000002,0,0,0,0,0,0,0,0,0,0,0,0,0,0,0,0,0,0,0,0,0,0,0]
[null,0,"               ","               ",17.010000000000002,16.9114,0,0,0,0,0,0,0,0,0,0,0,0,0,0,0,0,0,0,0,0,0,0,0]
[null,0,"               ","               ",16.9114,16.812799999999999,0,0,0,0,0,0,0,0,0,0,0,0,0,0,0,0,0,0,0,0,0,0,0]
[null,0,"               ","               ",16.812799999999999,16.714200000000002,0,0,0,0,0,0,0,0,0,0,0,0,0,0,0,0,0,0,0,0,0,0,0]
[null,0,"               ","               ",16.714200000000002,16.615600000000001,0,0,0,0,0,0,0,0,0,0,0,0,0,0,0,0,0,0,0,0,0,0,0]
[null,0,"               ","               ",16.615600000000001,16.516999999999999,0,0,0,0,0,0,0,0,0,0,0,0,0,0,0,0,0,0,0,0,0,0,0]
[null,0,"               ","               ",16.516999999999999,16.418399999999998,0,0,0,0,0,0,0,0,0,0,0,0,0,0,0,0,0,0,0,0,0,0,0]
[null,0,"               ","               ",16.418399999999998,16.319800000000001,0,0,0,0,0,0,0,0,0,0,0,0,0,0,0,0,0,0,0,0,0,0,0]
[null,0,"               ","               ",16.319800000000001,16.229900000000001,0,0,0,0,0,0,0,0,0,0,0,0,0,0,0,0,0,0,0,0,0,0,0]
[null,0,"               ","               ",16.229900000000001,16.14,0,0,0,0,0,0,0,0,0,0,0,0,0,0,0,0,0,0,0,0,0,0,0]
[null,0,"               ","               ",16.14,16.0501,0,0,0,0,0,0,0,0,0,0,0,0,0,0,0,0,0,0,0,0,0,0,0]
[null,0,"               ","               ",16.0501,15.932499999999999,0,0,0,0,0,0,0,0,0,0,0,0,0,0,0,0,0,0,0,0,0,0,0]
[null,0,"               ","               ",15.932499999999999,15.8148,0,0,0,0,0,0,0,0,0,0,0,0,0,0,0,0,0,0,0,0,0,0,0]
[null,0,"               ","               ",15.8148,15.716200000000001,0,0,0,0,0,0,0,0,0,0,0,0,0,0,0,0,0,0,0,0,0,0,0]
[null,0,"               ","               ",15.716200000000001,15.617699999999999,0,0,0,0,0,0,0,0,0,0,0,0,0,0,0,0,0,0,0,0,0,0,0]
[null,0,"               ","               ",15.617699999999999,15.5191,0,0,0,0,0,0,0,0,0,0,0,0,0,0,0,0,0,0,0,0,0,0,0]
[null,0,"               ","               ",15.5191,15.420500000000001,0,0,0,0,0,0,0,0,0,0,0,0,0,0,0,0,0,0,0,0,0,0,0]
[null,0,"               ","               ",15.420500000000001,15.321999999999999,0,0,0,0,0,0,0,0,0,0,0,0,0,0,0,0,0,0,0,0,0,0,0]
[null,0,"               ","               ",15.321999999999999,15.2234,0,0,0,0,0,0,0,0,0,0,0,0,0,0,0,0,0,0,0,0,0,0,0]
[null,0,"               ","               ",15.2234,15.1248,0,0,0,0,0,0,0,0,0,0,0,0,0,0,0,0,0,0,0,0,0,0,0]
[null,0,"               ","               ",15.1248,14.170299999999999,0,0,0,0,0,0,0,0,0,0,0,0,0,0,0,0,0,0,0,0,0,0,0]
[null,0,"               ","               ",14.170299999999999,13.191599999999999,0,0,0,0,0,0,0,0,0,0,0,0,0,0,0,0,0,0,0,0,0,0,0]
[null,0,"               ","               ",13.191599999999999,11.717000000000001,0,6.9000000000000006E-2,28.5,0,4.4142000000000001,8.1651000000000007,0,1.0169999999999999,80.340699999999998,51.703699999999998,133.0667,0,11.7037,16.878399999999999,0,0,0.6341,0,87.411100000000005,0,0,0,8.0121000000000002]
[null,0,"Tatum Creek Con","               ",11.717000000000001,11.087899999999999,0,0,0,0,0,0,0,0,0,0,0,0,0,0,0,0,0,0,0,0,0,0,0]
[null,0,"               ","               ",11.087899999999999,10.018700000000001,0,0,0,0,0,0,0,0,0,0,0,0,0,0,0,0,0,0,0,0,0,0,0]
[null,0,"               ","               ",10.018700000000001,9.5556999999999999,0,5.79E-2,28.5,0,5.4142000000000001,8.1651000000000007,0,1.0169999999999999,250.3407,51.703699999999998,104.0889,0.3407,31.703700000000001,31.168399999999998,0,0,0,0,80.540700000000001,0,0,0,8.1120999999999999]
[null,0,"Dog Creek Confl","               ",9.5556999999999999,8.7954000000000008,0,0,0,0,0,0,0,0,0,0,0,0,0,0,0,0,0,0,0,0,0,0,0]
[null,0,"               ","               ",8.7954000000000008,7.5621,0,1.29E-2,28.5,0,19.414200000000001,8.1651000000000007,0,1.0169999999999999,40.340699999999998,51.703699999999998,62.044499999999999,0,111.7037,19.298400000000001,0,0,3.0341,0,45.9407,0,0,0,7.7121000000000004]
[null,0,"Fort Cooper Cre","               ",7.5621,7.1863999999999999,0,0.1047,28.5,0,5.4142000000000001,8.1651000000000007,0,1.0169999999999999,40.340699999999998,51.703699999999998,62.385199999999998,0,31.703700000000001,15.638400000000001,0,0,3.4099999999999998E-2,0,49.740699999999997,0,0,0,7.7121000000000004]
[null,0,"               ","               ",7.1863999999999999,6.2675999999999998,0,0,0,0,0,0,0,0,0,0,0,0,0,0,0,0,0,0,0,0,0,0,0]
[null,0,"Hassell Creek C","               ",6.2675999999999998,5.3856000000000002,0,0,0,0,0,0,0,0,0,0,0,0,0,0,0,0,0,0,0,0,0,0,0]
[null,0,"               ","               ",5.3856000000000002,4.9008000000000003,0,0,0,0,0,0,0,0,0,0,0,0,0,0,0,0,0,0,0,0,0,0,0]
[null,0,"               ","               ",4.9008000000000003,4.0689000000000002,0,0,0,0,0,0,0,0,0,0,0,0,0,0,0,0,0,0,0,0,0,0,0]
[null,0,"               ","               ",4.0689000000000002,3.7227000000000001,0,0,0,0,0,0,0,0,0,0,0,0,0,0,0,0,0,0,0,0,0,0,0]
[null,0,"               ","               ",3.7227000000000001,3.3765999999999998,0,0,0,0,0,0,0,0,0,0,0,0,0,0,0,0,0,0,0,0,0,0,0]
[null,0,"               ","               ",3.3765999999999998,3.0305,0,0,0,0,0,0,0,0,0,0,0,0,0,0,0,0,0,0,0,0,0,0,0]
[null,0,"               ","               ",3.0305,2.6844000000000001,0,0,0,0,0,0,0,0,0,0,0,0,0,0,0,0,0,0,0,0,0,0,0]
[null,0,"               ","               ",2.6844000000000001,2.3382000000000001,0,0,0,0,0,0,0,0,0,0,0,0,0,0,0,0,0,0,0,0,0,0,0]
[null,0,"               ","               ",2.3382000000000001,1.9921,0,0,0,0,0,0,0,0,0,0,0,0,0,0,0,0,0,0,0,0,0,0,0]
[null,0,"               ","               ",1.9921,1.6459999999999999,0,0,0,0,0,0,0,0,0,0,0,0,0,0,0,0,0,0,0,0,0,0,0]
[null,0,"Downstream samp","               ",1.6459999999999999,1.5088999999999999,0,0,0,0,0,0,0,0,0,0,0,0,0,0,0,0,0,0,0,0,0,0,0]
[null,0,"Downstream samp","               ",1.5088999999999999,1.3716999999999999,0,0,0,0,0,0,0,0,0,0,0,0,0,0,0,0,0,0,0,0,0,0,0]
[null,0,"Downstream samp","               ",1.3716999999999999,1.2345999999999999,0,0,0,0,0,0,0,0,0,0,0,0,0,0,0,0,0,0,0,0,0,0,0]
[null,0,"Downstream samp","               ",1.2345999999999999,1.0974999999999999,0,0,0,0,0,0,0,0,0,0,0,0,0,0,0,0,0,0,0,0,0,0,0]
[null,0,"Downstream samp","               ",1.0974999999999999,0.96040000000000003,0,0,0,0,0,0,0,0,0,0,0,0,0,0,0,0,0,0,0,0,0,0,0]
[null,0,"               ","               ",0.96040000000000003,0,0,0,0,0,0,0,0,0,0,0,0,0,0,0,0,0,0,0,0,0,0,0,0]
["2019-08-18T14:00:00",0,"Mainstream Head","               ",17.4969,17.3995,0,0,0,0,0,0,0,0,0,0,0,0,0,0,0,0,0,0,0,0,0,0,0]
[null,0,"Mainstream Head","               ",17.3995,17.302099999999999,0,0,0,0,0,0,0,0,0,0,0,0,0,0,0,0,0,0,0,0,0,0,0]
[null,0,"Mainstream Head","               ",17.302099999999999,17.204799999999999,0,0,0,0,0,0,0,0,0,0,0,0,0,0,0,0,0,0,0,0,0,0,0]
[null,0,"Mainstream Head","               ",17.204799999999999,17.107399999999998,0,0.35049999999999998,25,0,5,6,0,7,2000,1500,4500,400,100,0,0,0,0,0,150,0,0,0,7.2]
[null,0,"Mainstream Head","               ",17.107399999999998,17.010000000000002,0,0,0,0,0,0,0,0,0,0,0,0,0,0,0,0,0,0,0,0,0,0,0]
[null,0,"               ","               ",17.010000000000002,16.9114,0,0,0,0,0,0,0,0,0,0,0,0,0,0,0,0,0,0,0,0,0,0,0]
[null,0,"               ","               ",16.9114,16.812799999999999,0,0,0,0,0,0,0,0,0,0,0,0,0,0,0,0,0,0,0,0,0,0,0]
[null,0,"               ","               ",16.812799999999999,16.714200000000002,0,0,0,0,0,0,0,0,0,0,0,0,0,0,0,0,0,0,0,0,0,0,0]
[null,0,"               ","               ",16.714200000000002,16.615600000000001,0,0,0,0,0,0,0,0,0,0,0,0,0,0,0,0,0,0,0,0,0,0,0]
[null,0,"               ","               ",16.615600000000001,16.516999999999999,0,0,0,0,0,0,0,0,0,0,0,0,0,0,0,0,0,0,0,0,0,0,0]
[null,0,"               ","               ",16.516999999999999,16.418399999999998,0,0,0,0,0,0,0,0,0,0,0,0,0,0,0,0,0,0,0,0,0,0,0]
[null,0,"               ","               ",16.418399999999998,16.319800000000001,0,0,0,0,0,0,0,0,0,0,0,0,0,0,0,0,0,0,0,0,0,0,0]
[null,0,"               ","               ",16.319800000000001,16.229900000000001,0,0,0,0,0,0,0,0,0,0,0,0,0,0,0,0,0,0,0,0,0,0,0]
[null,0,"               ","               ",16.229900000000001,16.14,0,0,0,0,0,0,0,0,0,0,0,0,0,0,0,0,0,0,0,0,0,0,0]
[null,0,"               ","               ",16.14,16.0501,0,0,0,0,0,0,0,0,0,0,0,0,0,0,0,0,0,0,0,0,0,0,0]
[null,0,"               ","               ",16.0501,15.932499999999999,0,0,0,0,0,0,0,0,0,0,0,0,0,0,0,0,0,0,0,0,0,0,0]
[null,0,"               ","               ",15.932499999999999,15.8148,0,0,0,0,0,0,0,0,0,0,0,0,0,0,0,0,0,0,0,0,0,0,0]
[null,0,"               ","               ",15.8148,15.716200000000001,0,0,0,0,0,0,0,0,0,0,0,0,0,0,0,0,0,0,0,0,0,0,0]
[null,0,"               ","               ",15.716200000000001,15.617699999999999,0,0,0,0,0,0,0,0,0,0,0,0,0,0,0,0,0,0,0,0,0,0,0]
[null,0,"               ","               ",15.617699999999999,15.5191,0,0,0,0,0,0,0,0,0,0,0,0,0,0,0,0,0,0,0,0,0,0,0]
[null,0,"               ","               ",15.5191,15.420500000000001,0,0,0,0,0,0,0,0,0,0,0,0,0,0,0,0,0,0,0,0,0,0,0]
[null,0,"               ","               ",15.420500000000001,15.321999999999999,0,0,0,0,0,0,0,0,0,0,0,0,0,0,0,0,0,0,0,0,0,0,0]
[null,0,"               ","               ",15.321999999999999,15.2234,0,0,0,0,0,0,0,0,0,0,0,0,0,0,0,0,0,0,0,0,0,0,0]
[null,0,"               ","               ",15.2234,15.1248,0,0,0,0,0,0,0,0,0,0,0,0,0,0,0,0,0,0,0,0,0,0,0]
[null,0,"               ","               ",15.1248,14.170299999999999,0,0,0,0,0,0,0,0,0,0,0,0,0,0,0,0,0,0,0,0,0,0,0]
[null,0,"               ","               ",14.170299999999999,13.191599999999999,0,0,0,0,0,0,0,0,0,0,0,0,0,0,0,0,0,0,0,0,0,0,0]
[null,0,"               ","               ",13.191599999999999,11.717000000000001,0,6.9000000000000006E-2,29.121300000000002,0,4.7321,8.4147999999999996,0,1.0669999999999999,81.339699999999993,56.698700000000002,142.05770000000001,0,16.698699999999999,17.514099999999999,0,0,0.73399999999999999,0,88.909599999999998,0,0,0,8.0597999999999992]
[null,0,"Tatum Creek Con","               ",11.717000000000001,11.087899999999999,0,0,0,0,0,0,0,0,0,0,0,0,0,0,0,0,0,0,0,0,0,0,0]
[null,0,"               ","               ",11.087899999999999,10.018700000000001,0,0,0,0,0,0,0,0,0,0,0,0,0,0,0,0,0,0,0,0,0,0,0]
[null,0,"               ","               ",10.018700000000001,9.5556999999999999,0,5.79E-2,29.121300000000002,0,5.7321,8.4147999999999996,0,1.0669999999999999,251.33969999999999,56.698700000000002,116.077,1.3396999999999999,36.698700000000002,31.804099999999998,0,0,0,0,81.539699999999996,0,0,0,8.1598000000000006]
[null,0,"Dog Creek Confl","               ",9.5556999999999999,8.7954000000000008,0,0,0,0,0,0,0,0,0,0,0,0,0,0,0,0,0,0,0,0,0,0,0]
[null,0,"               ","               ",8.7954000000000008,7.5621,0,1.29E-2,29.121300000000002,0,19.732099999999999,8.4147999999999996,0,1.0669999999999999,41.339700000000001,56.698700000000002,68.038499999999999,0,116.6987,19.934100000000001,0,0,3.1339999999999999,0,46.939700000000002,0,0,0,7.7598000000000003]
[null,0,"Fort Cooper Cre","               ",7.5621,7.1863999999999999,0,0.1047,29.121300000000002,0,5.7321,8.4147999999999996,0,1.0669999999999999,41.339700000000001,56.698700000000002,69.378200000000007,0,36.698700000000002,16.274100000000001,0,0,0.13400000000000001,0,50.739699999999999,0,0,0,7.7598000000000003]
[null,0,"               ","               ",7.1863999999999999,6.2675999999999998,0,0,0,0,0,0,0,0,0,0,0,0,0,0,0,0,0,0,0,0,0,0,0]
[null,0,"Hassell Creek C","               ",6.2675999999999998,5.3856000000000002,0,0,0,0,0,0,0,0,0,0,0,0,0,0,0,0,0,0,0,0,0,0,0]
[null,0,"               ","               ",5.3856000000000002,4.9008000000000003,0,0,0,0,0,0,0,0,0,0,0,0,0,0,0,0,0,0,0,0,0,0,0]
[null,0,"               ","               ",4.9008000000000003,4.0689000000000002,0,0,0,0,0,0,0,0,0,0,0,0,0,0,0,0,0,0,0,0,0,0,0]
[null,0,"               ","               ",4.0689000000000002,3.7227000000000001,0,0,0,0,0,0,0,0,0,0,0,0,0,0,0,0,0,0,0,0,0,0,0]
[null,0,"               ","               ",3.7227000000000001,3.3765999999999998,0,0,0,0,0,0,0,0,0,0,0,0,0,0,0,0,0,0,0,0,0,0,0]
[null,0,"               ","               ",3.3765999999999998,3.0305,0,0,0,0,0,0,0,0,0,0,0,0,0,0,0,0,0,0,0,0,0,0,0]
[null,0,"               ","               ",3.0305,2.6844000000000001,0,0,0,0,0,0,0,0,0,0,0,0,0,0,0,0,0,0,0,0,0,0,0]
[null,0,"               ","               ",2.6844000000000001,2.3382000000000001,0,0,0,0,0,0,0,0,0,0,0,0,0,0,0,0,0,0,0,0,0,0,0]
[null,0,"               ","               ",2.3382000000000001,1.9921,0,0,0,0,0,0,0,0,0,0,0,0,0,0,0,0,0,0,0,0,0,0,0]
[null,0,"               ","               ",1.9921,1.6459999999999999,0,0,0,0,0,0,0,0,0,0,0,0,0,0,0,0,0,0,0,0,0,0,0]
[null,0,"Downstream samp","               ",1.6459999999999999,1.5088999999999999,0,0,0,0,0,0,0,0,0,0,0,0,0,0,0,0,0,0,0,0,0,0,0]
[null,0,"Downstream samp","               ",1.5088999999999999,1.3716999999999999,0,0,0,0,0,0,0,0,0,0,0,0,0,0,0,0,0,0,0,0,0,0,0]
[null,0,"Downstream samp","               ",1.3716999999999999,1.2345999999999999,0,0,0,0,0,0,0,0,0,0,0,0,0,0,0,0,0,0,0,0,0,0,0]
[null,0,"Downstream samp","               ",1.2345999999999999,1.0974999999999999,0,0,0,0,0,0,0,0,0,0,0,0,0,0,0,0,0,0,0,0,0,0,0]
[null,0,"Downstream samp","               ",1.0974999999999999,0.96040000000000003,0,0,0,0,0,0,0,0,0,0,0,0,0,0,0,0,0,0,0,0,0,0,0]
[null,0,"               ","               ",0.96040000000000003,0,0,0,0,0,0,0,0,0,0,0,0,0,0,0,0,0,0,0,0,0,0,0,0]
["2019-08-18T15:00:00",0,"Mainstream Head","               ",17.4969,17.3995,0,0,0,0,0,0,0,0,0,0,0,0,0,0,0,0,0,0,0,0,0,0,0]
[null,0,"Mainstream Head","               ",17.3995,17.302099999999999,0,0,0,0,0,0,0,0,0,0,0,0,0,0,0,0,0,0,0,0,0,0,0]
[null,0,"Mainstream Head","               ",17.302099999999999,17.204799999999999,0,0,0,0,0,0,0,0,0,0,0,0,0,0,0,0,0,0,0,0,0,0,0]
[null,0,"Mainstream Head","               ",17.204799999999999,17.107399999999998,0,0.35049999999999998,25,0,5,6,0,7,2000,1500,4500,400,100,0,0,0,0,0,150,0,0,0,7.2]
[null,0,"Mainstream Head","               ",17.107399999999998,17.010000000000002,0,0,0,0,0,0,0,0,0,0,0,0,0,0,0,0,0,0,0,0,0,0,0]
[null,0,"               ","               ",17.010000000000002,16.9114,0,0,0,0,0,0,0,0,0,0,0,0,0,0,0,0,0,0,0,0,0,0,0]
[null,0,"               ","               ",16.9114,16.812799999999999,0,0,0,0,0,0,0,0,0,0,0,0,0,0,0,0,0,0,0,0,0,0,0]
[null,0,"               ","               ",16.812799999999999,16.714200000000002,0,0,0,0,0,0,0,0,0,0,0,0,0,0,0,0,0,0,0,0,0,0,0]
[null,0,"               ","               ",16.714200000000002,16.615600000000001,0,0,0,0,0,0,0,0,0,0,0,0,0,0,0,0,0,0,0,0,0,0,0]
[null,0,"               ","               ",16.615600000000001,16.516999999999999,0,0,0,0,0,0,0,0,0,0,0,0,0,0,0,0,0,0,0,0,0,0,0]
[null,0,"               ","               ",16.516999999999999,16.418399999999998,0,0,0,0,0,0,0,0,0,0,0,0,0,0,0,0,0,0,0,0,0,0,0]
[null,0,"               ","               ",16.418399999999998,16.319800000000001,0,0,0,0,0,0,0,0,0,0,0,0,0,0,0,0,0,0,0,0,0,0,0]
[null,0,"               ","               ",16.319800000000001,16.229900000000001,0,0,0,0,0,0,0,0,0,0,0,0,0,0,0,0,0,0,0,0,0,0,0]
[null,0,"               ","               ",16.229900000000001,16.14,0,0,0,0,0,0,0,0,0,0,0,0,0,0,0,0,0,0,0,0,0,0,0]
[null,0,"               ","               ",16.14,16.0501,0,0,0,0,0,0,0,0,0,0,0,0,0,0,0,0,0,0,0,0,0,0,0]
[null,0,"               ","               ",16.0501,15.932499999999999,0,0,0,0,0,0,0,0,0,0,0,0,0,0,0,0,0,0,0,0,0,0,0]
[null,0,"               ","               ",15.932499999999999,15.8148,0,0,0,0,0,0,0,0,0,0,0,0,0,0,0,0,0,0,0,0,0,0,0]
[null,0,"               ","               ",15.8148,15.716200000000001,0,0,0,0,0,0,0,0,0,0,0,0,0,0,0,0,0,0,0,0,0,0,0]
[null,0,"               ","               ",15.716200000000001,15.617699999999999,0,0,0,0,0,0,0,0,0,0,0,0,0,0,0,0,0,0,0,0,0,0,0]
[null,0,"               ","               ",15.617699999999999,15.5191,0,0,0,0,0,0,0,0,0,0,0,0,0,0,0,0,0,0,0,0,0,0,0]
[null,0,"               ","               ",15.5191,15.420500000000001,0,0,0,0,0,0,0,0,0,0,0,0,0,0,0,0,0,0,0,0,0,0,0]
[null,0,"               ","               ",15.420500000000001,15.321999999999999,0,0,0,0,0,0,0,0,0,0,0,0,0,0,0,0,0,0,0,0,0,0,0]
[null,0,"               ","               ",15.321999999999999,15.2234,0,0,0,0,0,0,0,0,0,0,0,0,0,0,0,0,0,0,0,0,0,0,0]
[null,0,"               ","               ",15.2234,15.1248,0,0,0,0,0,0,0,0,0,0,0,0,0,0,0,0,0,0,0,0,0,0,0]
[null,0,"               ","               ",15.1248,14.170299999999999,0,0,0,0,0,0,0,0,0,0,0,0,0,0,0,0,0,0,0,0,0,0,0]
[null,0,"               ","               ",14.170299999999999,13.191599999999999,0,0,0,0,0,0,0,0,0,0,0,0,0,0,0,0,0,0,0,0,0,0,0]
[null,0,"               ","               ",13.191599999999999,11.717000000000001,0,6.9000000000000006E-2,29.598099999999999,0,4.9318999999999997,8.5,0,1.1464000000000001,82.928899999999999,64.6447,156.3604,0,24.6447,17.913699999999999,0,0,0.89290000000000003,0,91.293400000000005,0,0,0,8.0898000000000003]
[null,0,"Tatum Creek Con","               ",11.717000000000001,11.087899999999999,0,0,0,0,0,0,0,0,0,0,0,0,0,0,0,0,0,0,0,0,0,0,0]
[null,0,"               ","               ",11.087899999999999,10.018700000000001,0,0,0,0,0,0,0,0,0,0,0,0,0,0,0,0,0,0,0,0,0,0,0]
[null,0,"               ","               ",10.018700000000001,9.5556999999999999,0,5.79E-2,29.598099999999999,0,5.9318999999999997,8.5,0,1.1464000000000001,252.9289,64.6447,135.1472,2.9289000000000001,44.6447,32.203699999999998,0,0,0,0,83.128900000000002,0,0,0,8.1898]
[null,0,"Dog Creek Confl","               ",9.5556999999999999,8.7954000000000008,0,0,0,0,0,0,0,0,0,0,0,0,0,0,0,0,0,0,0,0,0,0,0]
[null,0,"               ","               ",8.7954000000000008,7.5621,0,1.29E-2,29.598099999999999,0,19.931899999999999,8.5,0,1.1464000000000001,42.928899999999999,64.6447,77.573599999999999,0,124.6447,20.3337,0,0,3.2928999999999999,0,48.5289,0,0,0,7.7897999999999996]
[null,0,"Fort Cooper Cre","               ",7.5621,7.1863999999999999,0,0.1047,29.598099999999999,0,5.9318999999999997,8.5,0,1.1464000000000001,42.928899999999999,64.6447,80.502499999999998,0,44.6447,16.6737,0,0,0.29289999999999999,0,52.328899999999997,0,0,0,7.7897999999999996]
[null,0,"               ","               ",7.1863999999999999,6.2675999999999998,0,0,0,0,0,0,0,0,0,0,0,0,0,0,0,0,0,0,0,0,0,0,0]
[null,0,"Hassell Creek C","               ",6.2675999999999998,5.3856000000000002,0,0,0,0,0,0,0,0,0,0,0,0,0,0,0,0,0,0,0,0,0,0,0]
[null,0,"               ","               ",5.3856000000000002,4.9008000000000003,0,0,0,0,0,0,0,0,0,0,0,0,0,0,0,0,0,0,0,0,0,0,0]
[null,0,"               ","               ",4.9008000000000003,4.0689000000000002,0,0,0,0,0,0,0,0,0,0,0,0,0,0,0,0,0,0,0,0,0,0,0]
[null,0,"               ","               ",4.0689000000000002,3.7227000000000001,0,0,0,0,0,0,0,0,0,0,0,0,0,0,0,0,0,0,0,0,0,0,0]
[null,0,"               ","               ",3.7227000000000001,3.3765999999999998,0,0,0,0,0,0,0,0,0,0,0,0,0,0,0,0,0,0,0,0,0,0,0]
[null,0,"               ","               ",3.3765999999999998,3.0305,0,0,0,0,0,0,0,0,0,0,0,0,0,0,0,0,0,0,0,0,0,0,0]
[null,0,"               ","               ",3.0305,2.6844000000000001,0,0,0,0,0,0,0,0,0,0,0,0,0,0,0,0,0,0,0,0,0,0,0]
[null,0,"               ","               ",2.6844000000000001,2.3382000000000001,0,0,0,0,0,0,0,0,0,0,0,0,0,0,0,0,0,0,0,0,0,0,0]
[null,0,"               ","               ",2.3382000000000001,1.9921,0,0,0,0,0,0,0,0,0,0,0,0,0,0,0,0,0,0,0,0,0,0,0]
[null,0,"               ","               ",1.9921,1.6459999999999999,0,0,0,0,0,0,0,0,0,0,0,0,0,0,0,0,0,0,0,0,0,0,0]
[null,0,"Downstream samp","               ",1.6459999999999999,1.5088999999999999,0,0,0,0,0,0,0,0,0,0,0,0,0,0,0,0,0,0,0,0,0,0,0]
[null,0,"Downstream samp","               ",1.5088999999999999,1.3716999999999999,0,0,0,0,0,0,0,0,0,0,0,0,0,0,0,0,0,0,0,0,0,0,0]
[null,0,"Downstream samp","               ",1.3716999999999999,1.2345999999999999,0,0,0,0,0,0,0,0,0,0,0,0,0,0,0,0,0,0,0,0,0,0,0]
[null,0,"Downstream samp","               ",1.2345999999999999,1.0974999999999999,0,0,0,0,0,0,0,0,0,0,0,0,0,0,0,0,0,0,0,0,0,0,0]
[null,0,"Downstream samp","               ",1.0974999999999999,0.96040000000000003,0,0,0,0,0,0,0,0,0,0,0,0,0,0,0,0,0,0,0,0,0,0,0]
[null,0,"               ","               ",0.96040000000000003,0,0,0,0,0,0,0,0,0,0,0,0,0,0,0,0,0,0,0,0,0,0,0,0]
["2019-08-18T16:00:00",0,"Mainstream Head","               ",17.4969,17.3995,0,0,0,0,0,0,0,0,0,0,0,0,0,0,0,0,0,0,0,0,0,0,0]
[null,0,"Mainstream Head","               ",17.3995,17.302099999999999,0,0,0,0,0,0,0,0,0,0,0,0,0,0,0,0,0,0,0,0,0,0,0]
[null,0,"Mainstream Head","               ",17.302099999999999,17.204799999999999,0,0,0,0,0,0,0,0,0,0,0,0,0,0,0,0,0,0,0,0,0,0,0]
[null,0,"Mainstream Head","               ",17.204799999999999,17.107399999999998,0,0.35049999999999998,25,0,5,6,0,7,2000,1500,4500,400,100,0,0,0,0,0,150,0,0,0,7.2]
[null,0,"Mainstream Head","               ",17.107399999999998,17.010000000000002,0,0,0,0,0,0,0,0,0,0,0,0,0,0,0,0,0,0,0,0,0,0,0]
[null,0,"               ","               ",17.010000000000002,16.9114,0,0,0,0,0,0,0,0,0,0,0,0,0,0,0,0,0,0,0,0,0,0,0]
[null,0,"               ","               ",16.9114,16.812799999999999,0,0,0,0,0,0,0,0,0,0,0,0,0,0,0,0,0,0,0,0,0,0,0]
[null,0,"               ","               ",16.812799999999999,16.714200000000002,0,0,0,0,0,0,0,0,0,0,0,0,0,0,0,0,0,0,0,0,0,0,0]
[null,0,"               ","               ",16.714200000000002,16.615600000000001,0,0,0,0,0,0,0,0,0,0,0,0,0,0,0,0,0,0,0,0,0,0,0]
[null,0,"               ","               ",16.615600000000001,16.516999999999999,0,0,0,0,0,0,0,0,0,0,0,0,0,0,0,0,0,0,0,0,0,0,0]
[null,0,"               ","               ",16.516999999999999,16.418399999999998,0,0,0,0,0,0,0,0,0,0,0,0,0,0,0,0,0,0,0,0,0,0,0]
[null,0,"               ","               ",16.418399999999998,16.319800000000001,0,0,0,0,0,0,0,0,0,0,0,0,0,0,0,0,0,0,0,0,0,0,0]
[null,0,"               ","               ",16.319800000000001,16.229900000000001,0,0,0,0,0,0,0,0,0,0,0,0,0,0,0,0,0,0,0,0,0,0,0]
[null,0,"               ","               ",16.229900000000001,16.14,0,0,0,0,0,0,0,0,0,0,0,0,0,0,0,0,0,0,0,0,0,0,0]
[null,0,"               ","               ",16.14,16.0501,0,0,0,0,0,0,0,0,0,0,0,0,0,0,0,0,0,0,0,0,0,0,0]
[null,0,"               ","               ",16.0501,15.932499999999999,0,0,0,0,0,0,0,0,0,0,0,0,0,0,0,0,0,0,0,0,0,0,0]
[null,0,"               ","               ",15.932499999999999,15.8148,0,0,0,0,0,0,0,0,0,0,0,0,0,0,0,0,0,0,0,0,0,0,0]
[null,0,"               ","               ",15.8148,15.716200000000001,0,0,0,0,0,0,0,0,0,0,0,0,0,0,0,0,0,0,0,0,0,0,0]
[null,0,"               ","               ",15.716200000000001,15.617699999999999,0,0,0,0,0,0,0,0,0,0,0,0,0,0,0,0,0,0,0,0,0,0,0]
[null,0,"               ","               ",15.617699999999999,15.5191,0,0,0,0,0,0,0,0,0,0,0,0,0,0,0,0,0,0,0,0,0,0,0]
[null,0,"               ","               ",15.5191,15.420500000000001,0,0,0,0,0,0,0,0,0,0,0,0,0,0,0,0,0,0,0,0,0,0,0]
[null,0,"               ","               ",15.420500000000001,15.321999999999999,0,0,0,0,0,0,0,0,0,0,0,0,0,0,0,0,0,0,0,0,0,0,0]
[null,0,"               ","               ",15.321999999999999,15.2234,0,0,0,0,0,0,0,0,0,0,0,0,0,0,0,0,0,0,0,0,0,0,0]
[null,0,"               ","               ",15.2234,15.1248,0,0,0,0,0,0,0,0,0,0,0,0,0,0,0,0,0,0,0,0,0,0,0]
[null,0,"               ","               ",15.1248,14.170299999999999,0,0,0,0,0,0,0,0,0,0,0,0,0,0,0,0,0,0,0,0,0,0,0]
[null,0,"               ","               ",14.170299999999999,13.191599999999999,0,0,0,0,0,0,0,0,0,0,0,0,0,0,0,0,0,0,0,0,0,0,0]
[null,0,"               ","               ",13.191599999999999,11.717000000000001,0,6.9000000000000006E-2,29.8978,0,5,8.4147999999999996,0,1.25,85,75,175,0,35,18.05,0,0,1.1000000000000001,0,94.4,0,0,0,8.1]
[null,0,"Tatum Creek Con","               ",11.717000000000001,11.087899999999999,0,0,0,0,0,0,0,0,0,0,0,0,0,0,0,0,0,0,0,0,0,0,0]
[null,0,"               ","               ",11.087899999999999,10.018700000000001,0,0,0,0,0,0,0,0,0,0,0,0,0,0,0,0,0,0,0,0,0,0,0]
[null,0,"               ","               ",10.018700000000001,9.5556999999999999,0,5.79E-2,29.8978,0,6,8.4147999999999996,0,1.25,255,75,160,5,55,32.340000000000003,0,0,0,0,85.2,0,0,0,8.1999999999999993]
[null,0,"Dog Creek Confl","               ",9.5556999999999999,8.7954000000000008,0,0,0,0,0,0,0,0,0,0,0,0,0,0,0,0,0,0,0,0,0,0,0]
[null,0,"               ","               ",8.7954000000000008,7.5621,0,1.29E-2,29.8978,0,20,8.4147999999999996,0,1.25,45,75,90,0,135,20.47,0,0,3.5,0,50.6,0,0,0,7.8]
[null,0,"Fort Cooper Cre","               ",7.5621,7.1863999999999999,0,0.1047,29.8978,0,6,8.4147999999999996,0,1.25,45,75,95,0,55,16.809999999999999,0,0,0.5,0,54.4,0,0,0,7.8]
[null,0,"               ","               ",7.1863999999999999,6.2675999999999998,0,0,0,0,0,0,0,0,0,0,0,0,0,0,0,0,0,0,0,0,0,0,0]
[null,0,"Hassell Creek C","               ",6.2675999999999998,5.3856000000000002,0,0,0,0,0,0,0,0,0,0,0,0,0,0,0,0,0,0,0,0,0,0,0]
[null,0,"               ","               ",5.3856000000000002,4.9008000000000003,0,0,0,0,0,0,0,0,0,0,0,0,0,0,0,0,0,0,0,0,0,0,0]
[null,0,"               ","               ",4.9008000000000003,4.0689000000000002,0,0,0,0,0,0,0,0,0,0,0,0,0,0,0,0,0,0,0,0,0,0,0]
[null,0,"               ","               ",4.0689000000000002,3.7227000000000001,0,0,0,0,0,0,0,0,0,0,0,0,0,0,0,0,0,0,0,0,0,0,0]
[null,0,"               ","               ",3.7227000000000001,3.3765999999999998,0,0,0,0,0,0,0,0,0,0,0,0,0,0,0,0,0,0,0,0,0,0,0]
[null,0,"               ","               ",3.3765999999999998,3.0305,0,0,0,0,0,0,0,0,0,0,0,0,0,0,0,0,0,0,0,0,0,0,0]
[null,0,"               ","               ",3.0305,2.6844000000000001,0,0,0,0,0,0,0,0,0,0,0,0,0,0,0,0,0,0,0,0,0,0,0]
[null,0,"               ","               ",2.6844000000000001,2.3382000000000001,0,0,0,0,0,0,0,0,0,0,0,0,0,0,0,0,0,0,0,0,0,0,0]
[null,0,"               ","               ",2.3382000000000001,1.9921,0,0,0,0,0,0,0,0,0,0,0,0,0,0,0,0,0,0,0,0,0,0,0]
[null,0,"               ","               ",1.9921,1.6459999999999999,0,0,0,0,0,0,0,0,0,0,0,0,0,0,0,0,0,0,0,0,0,0,0]
[null,0,"Downstream samp","               ",1.6459999999999999,1.5088999999999999,0,0,0,0,0,0,0,0,0,0,0,0,0,0,0,0,0,0,0,0,0,0,0]
[null,0,"Downstream samp","               ",1.5088999999999999,1.3716999999999999,0,0,0,0,0,0,0,0,0,0,0,0,0,0,0,0,0,0,0,0,0,0,0]
[null,0,"Downstream samp","               ",1.3716999999999999,1.2345999999999999,0,0,0,0,0,0,0,0,0,0,0,0,0,0,0,0,0,0,0,0,0,0,0]
[null,0,"Downstream samp","               ",1.2345999999999999,1.0974999999999999,0,0,0,0,0,0,0,0,0,0,0,0,0,0,0,0,0,0,0,0,0,0,0]
[null,0,"Downstream samp","               ",1.0974999999999999,0.96040000000000003,0,0,0,0,0,0,0,0,0,0,0,0,0,0,0,0,0,0,0,0,0,0,0]
[null,0,"               ","               ",0.96040000000000003,0,0,0,0,0,0,0,0,0,0,0,0,0,0,0,0,0,0,0,0,0,0,0,0]
["2019-08-18T17:00:00",0,"Mainstream Head","               ",17.4969,17.3995,0,0,0,0,0,0,0,0,0,0,0,0,0,0,0,0,0,0,0,0,0,0,0]
[null,0,"Mainstream Head","               ",17.3995,17.302099999999999,0,0,0,0,0,0,0,0,0,0,0,0,0,0,0,0,0,0,0,0,0,0,0]
[null,0,"Mainstream Head","               ",17.302099999999999,17.204799999999999,0,0,0,0,0,0,0,0,0,0,0,0,0,0,0,0,0,0,0,0,0,0,0]
[null,0,"Mainstream Head","               ",17.204799999999999,17.107399999999998,0,0.35049999999999998,25,0,5,6,0,7,2000,1500,4500,400,100,0,0,0,0,0,150,0,0,0,7.2]
[null,0,"Mainstream Head","               ",17.107399999999998,17.010000000000002,0,0,0,0,0,0,0,0,0,0,0,0,0,0,0,0,0,0,0,0,0,0,0]
[null,0,"               ","               ",17.010000000000002,16.9114,0,0,0,0,0,0,0,0,0,0,0,0,0,0,0,0,0,0,0,0,0,0,0]
[null,0,"               ","               ",16.9114,16.812799999999999,0,0,0,0,0,0,0,0,0,0,0,0,0,0,0,0,0,0,0,0,0,0,0]
[null,0,"               ","               ",16.812799999999999,16.714200000000002,0,0,0,0,0,0,0,0,0,0,0,0,0,0,0,0,0,0,0,0,0,0,0]
[null,0,"               ","               ",16.714200000000002,16.615600000000001,0,0,0,0,0,0,0,0,0,0,0,0,0,0,0,0,0,0,0,0,0,0,0]
[null,0,"               ","               ",16.615600000000001,16.516999999999999,0,0,0,0,0,0,0,0,0,0,0,0,0,0,0,0,0,0,0,0,0,0,0]
[null,0,"               ","               ",16.516999999999999,16.418399999999998,0,0,0,0,0,0,0,0,0,0,0,0,0,0,0,0,0,0,0,0,0,0,0]
[null,0,"               ","               ",16.418399999999998,16.319800000000001,0,0,0,0,0,0,0,0,0,0,0,0,0,0,0,0,0,0,0,0,0,0,0]
[null,0,"               ","               ",16.319800000000001,16.229900000000001,0,0,0,0,0,0,0,0,0,0,0,0,0,0,0,0,0,0,0,0,0,0,0]
[null,0,"               ","               ",16.229900000000001,16.14,0,0,0,0,0,0,0,0,0,0,0,0,0,0,0,0,0,0,0,0,0,0,0]
[null,0,"               ","               ",16.14,16.0501,0,0,0,0,0,0,0,0,0,0,0,0,0,0,0,0,0,0,0,0,0,0,0]
[null,0,"               ","               ",16.0501,15.932499999999999,0,0,0,0,0,0,0,0,0,0,0,0,0,0,0,0,0,0,0,0,0,0,0]
[null,0,"               ","               ",15.932499999999999,15.8148,0,0,0,0,0,0,0,0,0,0,0,0,0,0,0,0,0,0,0,0,0,0,0]
[null,0,"               ","               ",15.8148,15.716200000000001,0,0,0,0,0,0,0,0,0,0,0,0,0,0,0,0,0,0,0,0,0,0,0]
[null,0,"               ","               ",15.716200000000001,15.617699999999999,0,0,0,0,0,0,0,0,0,0,0,0,0,0,0,0,0,0,0,0,0,0,0]
[null,0,"               ","               ",15.617699999999999,15.5191,0,0,0,0,0,0,0,0,0,0,0,0,0,0,0,0,0,0,0,0,0,0,0]
[null,0,"               ","               ",15.5191,15.420500000000001,0,0,0,0,0,0,0,0,0,0,0,0,0,0,0,0,0,0,0,0,0,0,0]
[null,0,"               ","               ",15.420500000000001,15.321999999999999,0,0,0,0,0,0,0,0,0,0,0,0,0,0,0,0,0,0,0,0,0,0,0]
[null,0,"               ","               ",15.321999999999999,15.2234,0,0,0,0,0,0,0,0,0,0,0,0,0,0,0,0,0,0,0,0,0,0,0]
[null,0,"               ","               ",15.2234,15.1248,0,0,0,0,0,0,0,0,0,0,0,0,0,0,0,0,0,0,0,0,0,0,0]
[null,0,"               ","               ",15.1248,14.170299999999999,0,0,0,0,0,0,0,0,0,0,0,0,0,0,0,0,0,0,0,0,0,0,0]
[null,0,"               ","               ",14.170299999999999,13.191599999999999,0,0,0,0,0,0,0,0,0,0,0,0,0,0,0,0,0,0,0,0,0,0,0]
[null,0,"               ","               ",13.191599999999999,11.717000000000001,0,6.9000000000000006E-2,30,0,4.9318999999999997,8.1651000000000007,0,1.3706,87.411799999999999,87.058999999999997,196.7063,0,47.058999999999997,17.913699999999999,0,0,1.3411999999999999,0,98.017700000000005,0,0,0,8.0898000000000003]
[null,0,"Tatum Creek Con","               ",11.717000000000001,11.087899999999999,0,0,0,0,0,0,0,0,0,0,0,0,0,0,0,0,0,0,0,0,0,0,0]
[null,0,"               ","               ",11.087899999999999,10.018700000000001,0,0,0,0,0,0,0,0,0,0,0,0,0,0,0,0,0,0,0,0,0,0,0]
[null,0,"               ","               ",10.018700000000001,9.5556999999999999,0,5.79E-2,30,0,5.9318999999999997,8.1651000000000007,0,1.3706,257.41180000000003,87.058999999999997,188.9417,7.4118000000000004,67.058999999999997,32.203699999999998,0,0,0.14119999999999999,0,87.611800000000002,0,0,0,8.1898]
[null,0,"Dog Creek Confl","               ",9.5556999999999999,8.7954000000000008,0,0,0,0,0,0,0,0,0,0,0,0,0,0,0,0,0,0,0,0,0,0,0]
[null,0,"               ","               ",8.7954000000000008,7.5621,0,1.29E-2,30,0,19.931899999999999,8.1651000000000007,0,1.3706,47.411799999999999,87.058999999999997,104.4709,0,147.059,20.3337,0,0,3.7412000000000001,0,53.011800000000001,0,0,0,7.7897999999999996]
[null,0,"Fort Cooper Cre","               ",7.5621,7.1863999999999999,0,0.1047,30,0,5.9318999999999997,8.1651000000000007,0,1.3706,47.411799999999999,87.058999999999997,111.8827,0,67.058999999999997,16.6737,0,0,0.74119999999999997,0,56.811799999999998,0,0,0,7.7897999999999996]
[null,0,"               ","               ",7.1863999999999999,6.2675999999999998,0,0,0,0,0,0,0,0,0,0,0,0,0,0,0,0,0,0,0,0,0,0,0]
[null,0,"Hassell Creek C","               ",6.2675999999999998,5.3856000000000002,0,0,0,0,0,0,0,0,0,0,0,0,0,0,0,0,0,0,0,0,0,0,0]
[null,0,"               ","               ",5.3856000000000002,4.9008000000000003,0,0,0,0,0,0,0,0,0,0,0,0,0,0,0,0,0,0,0,0,0,0,0]
[null,0,"               ","               ",4.9008000000000003,4.0689000000000002,0,0,0,0,0,0,0,0,0,0,0,0,0,0,0,0,0,0,0,0,0,0,0]
[null,0,"               ","               ",4.0689000000000002,3.7227000000000001,0,0,0,0,0,0,0,0,0,0,0,0,0,0,0,0,0,0,0,0,0,0,0]
[null,0,"               ","               ",3.7227000000000001,3.3765999999999998,0,0,0,0,0,0,0,0,0,0,0,0,0,0,0,0,0,0,0,0,0,0,0]
[null,0,"               ","               ",3.3765999999999998,3.0305,0,0,0,0,0,0,0,0,0,0,0,0,0,0,0,0,0,0,0,0,0,0,0]
[null,0,"               ","               ",3.0305,2.6844000000000001,0,0,0,0,0,0,0,0,0,0,0,0,0,0,0,0,0,0,0,0,0,0,0]
[null,0,"               ","               ",2.6844000000000001,2.3382000000000001,0,0,0,0,0,0,0,0,0,0,0,0,0,0,0,0,0,0,0,0,0,0,0]
[null,0,"               ","               ",2.3382000000000001,1.9921,0,0,0,0,0,0,0,0,0,0,0,0,0,0,0,0,0,0,0,0,0,0,0]
[null,0,"               ","               ",1.9921,1.6459999999999999,0,0,0,0,0,0,0,0,0,0,0,0,0,0,0,0,0,0,0,0,0,0,0]
[null,0,"Downstream samp","               ",1.6459999999999999,1.5088999999999999,0,0,0,0,0,0,0,0,0,0,0,0,0,0,0,0,0,0,0,0,0,0,0]
[null,0,"Downstream samp","               ",1.5088999999999999,1.3716999999999999,0,0,0,0,0,0,0,0,0,0,0,0,0,0,0,0,0,0,0,0,0,0,0]
[null,0,"Downstream samp","               ",1.3716999999999999,1.2345999999999999,0,0,0,0,0,0,0,0,0,0,0,0,0,0,0,0,0,0,0,0,0,0,0]
[null,0,"Downstream samp","               ",1.2345999999999999,1.0974999999999999,0,0,0,0,0,0,0,0,0,0,0,0,0,0,0,0,0,0,0,0,0,0,0]
[null,0,"Downstream samp","               ",1.0974999999999999,0.96040000000000003,0,0,0,0,0,0,0,0,0,0,0,0,0,0,0,0,0,0,0,0,0,0,0]
[null,0,"               ","               ",0.96040000000000003,0,0,0,0,0,0,0,0,0,0,0,0,0,0,0,0,0,0,0,0,0,0,0,0]
["2019-08-18T18:00:00",0,"Mainstream Head","               ",17.4969,17.3995,0,0,0,0,0,0,0,0,0,0,0,0,0,0,0,0,0,0,0,0,0,0,0]
[null,0,"Mainstream Head","               ",17.3995,17.302099999999999,0,0,0,0,0,0,0,0,0,0,0,0,0,0,0,0,0,0,0,0,0,0,0]
[null,0,"Mainstream Head","               ",17.302099999999999,17.204799999999999,0,0,0,0,0,0,0,0,0,0,0,0,0,0,0,0,0,0,0,0,0,0,0]
[null,0,"Mainstream Head","               ",17.204799999999999,17.107399999999998,0,0.35049999999999998,25,0,5,6,0,7,2000,1500,4500,400,100,0,0,0,0,0,150,0,0,0,7.2]
[null,0,"Mainstream Head","               ",17.107399999999998,17.010000000000002,0,0,0,0,0,0,0,0,0,0,0,0,0,0,0,0,0,0,0,0,0,0,0]
[null,0,"               ","               ",17.010000000000002,16.9114,0,0,0,0,0,0,0,0,0,0,0,0,0,0,0,0,0,0,0,0,0,0,0]
[null,0,"               ","               ",16.9114,16.812799999999999,0,0,0,0,0,0,0,0,0,0,0,0,0,0,0,0,0,0,0,0,0,0,0]
[null,0,"               ","               ",16.812799999999999,16.714200000000002,0,0,0,0,0,0,0,0,0,0,0,0,0,0,0,0,0,0,0,0,0,0,0]
[null,0,"               ","               ",16.714200000000002,16.615600000000001,0,0,0,0,0,0,0,0,0,0,0,0,0,0,0,0,0,0,0,0,0,0,0]
[null,0,"               ","               ",16.615600000000001,16.516999999999999,0,0,0,0,0,0,0,0,0,0,0,0,0,0,0,0,0,0,0,0,0,0,0]
[null,0,"               ","               ",16.516999999999999,16.418399999999998,0,0,0,0,0,0,0,0,0,0,0,0,0,0,0,0,0,0,0,0,0,0,0]
[null,0,"               ","               ",16.418399999999998,16.319800000000001,0,0,0,0,0,0,0,0,0,0,0,0,0,0,0,0,0,0,0,0,0,0,0]
[null,0,"               ","               ",16.319800000000001,16.229900000000001,0,0,0,0,0,0,0,0,0,0,0,0,0,0,0,0,0,0,0,0,0,0,0]
[null,0,"               ","               ",16.229900000000001,16.14,0,0,0,0,0,0,0,0,0,0,0,0,0,0,0,0,0,0,0,0,0,0,0]
[null,0,"               ","               ",16.14,16.0501,0,0,0,0,0,0,0,0,0,0,0,0,0,0,0,0,0,0,0,0,0,0,0]
[null,0,"               ","               ",16.0501,15.932499999999999,0,0,0,0,0,0,0,0,0,0,0,0,0,0,0,0,0,0,0,0,0,0,0]
[null,0,"               ","               ",15.932499999999999,15.8148,0,0,0,0,0,0,0,0,0,0,0,0,0,0,0,0,0,0,0,0,0,0,0]
[null,0,"               ","               ",15.8148,15.716200000000001,0,0,0,0,0,0,0,0,0,0,0,0,0,0,0,0,0,0,0,0,0,0,0]
[null,0,"               ","               ",15.716200000000001,15.617699999999999,0,0,0,0,0,0,0,0,0,0,0,0,0,0,0,0,0,0,0,0,0,0,0]
[null,0,"               ","               ",15.617699999999999,15.5191,0,0,0,0,0,0,0,0,0,0,0,0,0,0,0,0,0,0,0,0,0,0,0]
[null,0,"               ","               ",15.5191,15.420500000000001,0,0,0,0,0,0,0,0,0,0,0,0,0,0,0,0,0,0,0,0,0,0,0]
[null,0,"               ","               ",15.420500000000001,15.321999999999999,0,0,0,0,0,0,0,0,0,0,0,0,0,0,0,0,0,0,0,0,0,0,0]
[null,0,"               ","               ",15.321999999999999,15.2234,0,0,0,0,0,0,0,0,0,0,0,0,0,0,0,0,0,0,0,0,0,0,0]
[null,0,"               ","               ",15.2234,15.1248,0,0,0,0,0,0,0,0,0,0,0,0,0,0,0,0,0,0,0,0,0,0,0]
[null,0,"               ","               ",15.1248,14.170299999999999,0,0,0,0,0,0,0,0,0,0,0,0,0,0,0,0,0,0,0,0,0,0,0]
[null,0,"               ","               ",14.170299999999999,13.191599999999999,0,0,0,0,0,0,0,0,0,0,0,0,0,0,0,0,0,0,0,0,0,0,0]
[null,0,"               ","               ",13.191599999999999,11.717000000000001,0,6.9000000000000006E-2,29.8978,0,4.7321,7.7678000000000003,0,1.5,90,100,220,0,60,17.514099999999999,0,0,1.6,0,101.9,0,0,0,8.0597999999999992]
[null,0,"Tatum Creek Con","               ",11.717000000000001,11.087899999999999,0,0,0,0,0,0,0,0,0,0,0,0,0,0,0,0,0,0,0,0,0,0,0]
[null,0,"               ","               ",11.087899999999999,10.018700000000001,0,0,0,0,0,0,0,0,0,0,0,0,0,0,0,0,0,0,0,0,0,0,0]
[null,0,"               ","               ",10.018700000000001,9.5556999999999999,0,5.79E-2,29.8978,0,5.7321,7.7678000000000003,0,1.5,260,100,220,10,80,31.804099999999998,0,0,0.4,0,90.2,0,0,0,8.1598000000000006]
[null,0,"Dog Creek Confl","               ",9.5556999999999999,8.7954000000000008,0,0,0,0,0,0,0,0,0,0,0,0,0,0,0,0,0,0,0,0,0,0,0]
[null,0,"               ","               ",8.7954000000000008,7.5621,0,1.29E-2,29.8978,0,19.732099999999999,7.7678000000000003,0,1.5,50,100,120,0,160,19.934100000000001,0,0,4,0,55.6,0,0,0,7.7598000000000003]
[null,0,"Fort Cooper Cre","               ",7.5621,7.1863999999999999,0,0.1047,29.8978,0,5.7321,7.7678000000000003,0,1.5,50,100,130,0,80,16.274100000000001,0,0,1,0,59.4,0,0,0,7.7598000000000003]
[null,0,"               ","               ",7.1863999999999999,6.2675999999999998,0,0,0,0,0,0,0,0,0,0,0,0,0,0,0,0,0,0,0,0,0,0,0]
[null,0,"Hassell Creek C","               ",6.2675999999999998,5.3856000000000002,0,0,0,0,0,0,0,0,0,0,0,0,0,0,0,0,0,0,0,0,0,0,0]
[null,0,"               ","               ",5.3856000000000002,4.9008000000000003,0,0,0,0,0,0,0,0,0,0,0,0,0,0,0,0,0,0,0,0,0,0,0]
[null,0,"               ","               ",4.9008000000000003,4.0689000000000002,0,0,0,0,0,0,0,0,0,0,0,0,0,0,0,0,0,0,0,0,0,0,0]
[null,0,"               ","               ",4.0689000000000002,3.7227000000000001,0,0,0,0,0,0,0,0,0,0,0,0,0,0,0,0,0,0,0,0,0,0,0]
[null,0,"               ","               ",3.7227000000000001,3.3765999999999998,0,0,0,0,0,0,0,0,0,0,0,0,0,0,0,0,0,0,0,0,0,0,0]
[null,0,"               ","               ",3.3765999999999998,3.0305,0,0,0,0,0,0,0,0,0,0,0,0,0,0,0,0,0,0,0,0,0,0,0]
[null,0,"               ","               ",3.0305,2.6844000000000001,0,0,0,0,0,0,0,0,0,0,0,0,0,0,0,0,0,0,0,0,0,0,0]
[null,0,"               ","               ",2.6844000000000001,2.3382000000000001,0,0,0,0,0,0,0,0,0,0,0,0,0,0,0,0,0,0,0,0,0,0,0]
[null,0,"               ","               ",2.3382000000000001,1.9921,0,0,0,0,0,0,0,0,0,0,0,0,0,0,0,0,0,0,0,0,0,0,0]
[null,0,"               ","               ",1.9921,1.6459999999999999,0,0,0,0,0,0,0,0,0,0,0,0,0,0,0,0,0,0,0,0,0,0,0]
[null,0,"Downstream samp","               ",1.6459999999999999,1.5088999999999999,0,0,0,0,0,0,0,0,0,0,0,0,0,0,0,0,0,0,0,0,0,0,0]
[null,0,"Downstream samp","               ",1.5088999999999999,1.3716999999999999,0,0,0,0,0,0,0,0,0,0,0,0,0,0,0,0,0,0,0,0,0,0,0]
[null,0,"Downstream samp","               ",1.3716999999999999,1.2345999999999999,0,0,0,0,0,0,0,0,0,0,0,0,0,0,0,0,0,0,0,0,0,0,0]
[null,0,"Downstream samp","               ",1.2345999999999999,1.0974999999999999,0,0,0,0,0,0,0,0,0,0,0,0,0,0,0,0,0,0,0,0,0,0,0]
[null,0,"Downstream samp","               ",1.0974999999999999,0.96040000000000003,0,0,0,0,0,0,0,0,0,0,0,0,0,0,0,0,0,0,0,0,0,0,0]
[null,0,"               ","               ",0.96040000000000003,0,0,0,0,0,0,0,0,0,0,0,0,0,0,0,0,0,0,0,0,0,0,0,0]
["2019-08-18T19:00:00",0,"Mainstream Head","               ",17.4969,17.3995,0,0,0,0,0,0,0,0,0,0,0,0,0,0,0,0,0,0,0,0,0,0,0]
[null,0,"Mainstream Head","               ",17.3995,17.302099999999999,0,0,0,0,0,0,0,0,0,0,0,0,0,0,0,0,0,0,0,0,0,0,0]
[null,0,"Mainstream Head","               ",17.302099999999999,17.204799999999999,0,0,0,0,0,0,0,0,0,0,0,0,0,0,0,0,0,0,0,0,0,0,0]
[null,0,"Mainstream Head","               ",17.204799999999999,17.107399999999998,0,0.35049999999999998,25,0,5,6,0,7,2000,1500,4500,400,100,0,0,0,0,0,150,0,0,0,7.2]
[null,0,"Mainstream Head","               ",17.107399999999998,17.010000000000002,0,0,0,0,0,0,0,0,0,0,0,0,0,0,0,0,0,0,0,0,0,0,0]
[null,0,"               ","               ",17.010000000000002,16.9114,0,0,0,0,0,0,0,0,0,0,0,0,0,0,0,0,0,0,0,0,0,0,0]
[null,0,"               ","               ",16.9114,16.812799999999999,0,0,0,0,0,0,0,0,0,0,0,0,0,0,0,0,0,0,0,0,0,0,0]
[null,0,"               ","               ",16.812799999999999,16.714200000000002,0,0,0,0,0,0,0,0,0,0,0,0,0,0,0,0,0,0,0,0,0,0,0]
[null,0,"               ","               ",16.714200000000002,16.615600000000001,0,0,0,0,0,0,0,0,0,0,0,0,0,0,0,0,0,0,0,0,0,0,0]
[null,0,"               ","               ",16.615600000000001,16.516999999999999,0,0,0,0,0,0,0,0,0,0,0,0,0,0,0,0,0,0,0,0,0,0,0]
[null,0,"               ","               ",16.516999999999999,16.418399999999998,0,0,0,0,0,0,0,0,0,0,0,0,0,0,0,0,0,0,0,0,0,0,0]
[null,0,"               ","               ",16.418399999999998,16.319800000000001,0,0,0,0,0,0,0,0,0,0,0,0,0,0,0,0,0,0,0,0,0,0,0]
[null,0,"               ","               ",16.319800000000001,16.229900000000001,0,0,0,0,0,0,0,0,0,0,0,0,0,0,0,0,0,0,0,0,0,0,0]
[null,0,"               ","               ",16.229900000000001,16.14,0,0,0,0,0,0,0,0,0,0,0,0,0,0,0,0,0,0,0,0,0,0,0]
[null,0,"               ","               ",16.14,16.0501,0,0,0,0,0,0,0,0,0,0,0,0,0,0,0,0,0,0,0,0,0,0,0]
[null,0,"               ","               ",16.0501,15.932499999999999,0,0,0,0,0,0,0,0,0,0,0,0,0,0,0,0,0,0,0,0,0,0,0]
[null,0,"               ","               ",15.932499999999999,15.8148,0,0,0,0,0,0,0,0,0,0,0,0,0,0,0,0,0,0,0,0,0,0,0]
[null,0,"               ","               ",15.8148,15.716200000000001,0,0,0,0,0,0,0,0,0,0,0,0,0,0,0,0,0,0,0,0,0,0,0]
[null,0,"               ","               ",15.716200000000001,15.617699999999999,0,0,0,0,0,0,0,0,0,0,0,0,0,0,0,0,0,0,0,0,0,0,0]
[null,0,"               ","               ",15.617699999999999,15.5191,0,0,0,0,0,0,0,0,0,0,0,0,0,0,0,0,0,0,0,0,0,0,0]
[null,0,"               ","               ",15.5191,15.420500000000001,0,0,0,0,0,0,0,0,0,0,0,0,0,0,0,0,0,0,0,0,0,0,0]
[null,0,"               ","               ",15.420500000000001,15.321999999999999,0,0,0,0,0,0,0,0,0,0,0,0,0,0,0,0,0,0,0,0,0,0,0]
[null,0,"               ","               ",15.321999999999999,15.2234,0,0,0,0,0,0,0,0,0,0,0,0,0,0,0,0,0,0,0,0,0,0,0]
[null,0,"               ","               ",15.2234,15.1248,0,0,0,0,0,0,0,0,0,0,0,0,0,0,0,0,0,0,0,0,0,0,0]
[null,0,"               ","               ",15.1248,14.170299999999999,0,0,0,0,0,0,0,0,0,0,0,0,0,0,0,0,0,0,0,0,0,0,0]
[null,0,"               ","               ",14.170299999999999,13.191599999999999,0,0,0,0,0,0,0,0,0,0,0,0,0,0,0,0,0,0,0,0,0,0,0]
[null,0,"               ","               ",13.191599999999999,11.717000000000001,0,6.9000000000000006E-2,29.598099999999999,0,4.4142000000000001,7.25,0,1.6294,92.588200000000001,112.941,243.2937,2.5882000000000001,72.941000000000003,16.878399999999999,0,0,1.8588,0,105.78230000000001,0,0,0,8.0121000000000002]
[null,0,"Tatum Creek Con","               ",11.717000000000001,11.087899999999999,0,0,0,0,0,0,0,0,0,0,0,0,0,0,0,0,0,0,0,0,0,0,0]
[null,0,"               ","               ",11.087899999999999,10.018700000000001,0,0,0,0,0,0,0,0,0,0,0,0,0,0,0,0,0,0,0,0,0,0,0]
[null,0,"               ","               ",10.018700000000001,9.5556999999999999,0,5.79E-2,29.598099999999999,0,5.4142000000000001,7.25,0,1.6294,262.58819999999997,112.941,251.0583,12.588200000000001,92.941000000000003,31.168399999999998,0,0,0.65880000000000005,0,92.788200000000003,0,0,0,8.1120999999999999]
[null,0,"Dog Creek Confl","               ",9.5556999999999999,8.7954000000000008,0,0,0,0,0,0,0,0,0,0,0,0,0,0,0,0,0,0,0,0,0,0,0]
[null,0,"               ","               ",8.7954000000000008,7.5621,0,1.29E-2,29.598099999999999,0,19.414200000000001,7.25,0,1.6294,52.588200000000001,112.941,135.5291,2.5882000000000001,172.941,19.298400000000001,0,0,4.2587999999999999,0,58.188200000000002,0,0,0,7.7121000000000004]
[null,0,"Fort Cooper Cre","               ",7.5621,7.1863999999999999,0,0.1047,29.598099999999999,0,5.4142000000000001,7.25,0,1.6294,52.588200000000001,112.941,148.1173,2.5882000000000001,92.941000000000003,15.638400000000001,0,0,1.2587999999999999,0,61.988199999999999,0,0,0,7.7121000000000004]
[null,0,"               ","               ",7.1863999999999999,6.2675999999999998,0,0,0,0,0,0,0,0,0,0,0,0,0,0,0,0,0,0,0,0,0,0,0]
[null,0,"Hassell Creek C","               ",6.2675999999999998,5.3856000000000002,0,0,0,0,0,0,0,0,0,0,0,0,0,0,0,0,0,0,0,0,0,0,0]
[null,0,"               ","               ",5.3856000000000002,4.9008000000000003,0,0,0,0,0,0,0,0,0,0,0,0,0,0,0,0,0,0,0,0,0,0,0]
[null,0,"               ","               ",4.9008000000000003,4.0689000000000002,0,0,0,0,0,0,0,0,0,0,0,0,0,0,0,0,0,0,0,0,0,0,0]
[null,0,"               ","               ",4.0689000000000002,3.7227000000000001,0,0,0,0,0,0,0,0,0,0,0,0,0,0,0,0,0,0,0,0,0,0,0]
[null,0,"               ","               ",3.7227000000000001,3.3765999999999998,0,0,0,0,0,0,0,0,0,0,0,0,0,0,0,0,0,0,0,0,0,0,0]
[null,0,"               ","               ",3.3765999999999998,3.0305,0,0,0,0,0,0,0,0,0,0,0,0,0,0,0,0,0,0,0,0,0,0,0]
[null,0,"               ","               ",3.0305,2.6844000000000001,0,0,0,0,0,0,0,0,0,0,0,0,0,0,0,0,0,0,0,0,0,0,0]
[null,0,"               ","               ",2.6844000000000001,2.3382000000000001,0,0,0,0,0,0,0,0,0,0,0,0,0,0,0,0,0,0,0,0,0,0,0]
[null,0,"Mainstream Head","               ",17.204799999999999,17.107399999999998,0,0.35049999999999998,25,0,5,6,0,7,2000,1500,4500,400,100,0,0,0,0,0,150,0,0,0,7.2]
[null,0,"               ","               ",16.714200000000002,16.615600000000001,0,0,0,0,0,0,0,0,0,0,0,0,0,0,0,0,0,0,0,0,0,0,0]
[null,0,"               ","               ",15.2234,15.1248,0,0,0,0,0,0,0,0,0,0,0,0,0,0,0,0,0,0,0,0,0,0,0]
[null,0,"               ","               ",2.3382000000000001,1.9921,0,0,0,0,0,0,0,0,0,0,0,0,0,0,0,0,0,0,0,0,0,0,0]
[null,0,"               ","               ",16.812799999999999,16.714200000000002,0,0,0,0,0,0,0,0,0,0,0,0,0,0,0,0,0,0,0,0,0,0,0]
[null,0,"               ","               ",15.321999999999999,15.2234,0,0,0,0,0,0,0,0,0,0,0,0,0,0,0,0,0,0,0,0,0,0,0]
[null,0,"Tatum Creek Con","               ",11.717000000000001,11.087899999999999,0,0,0,0,0,0,0,0,0,0,0,0,0,0,0,0,0,0,0,0,0,0,0]
[null,0,"               ","               ",2.3382000000000001,1.9921,0,0,0,0,0,0,0,0,0,0,0,0,0,0,0,0,0,0,0,0,0,0,0]
[null,0,"               ","               ",16.418399999999998,16.319800000000001,0,0,0,0,0,0,0,0,0,0,0,0,0,0,0,0,0,0,0,0,0,0,0]
[null,0,"               ","               ",13.191599999999999,11.717000000000001,0,6.9000000000000006E-2,27.776499999999999,0,3,5.3529999999999998,0,1.9330000000000001,98.660300000000007,143.3013,297.94229999999999,8.6602999999999994,103.3013,14.05,0,0,2.4660000000000002,0,114.8904,0,0,0,7.8]
[null,0,"               ","               ",2.6844000000000001,2.3382000000000001,0,0,0,0,0,0,0,0,0,0,0,0,0,0,0,0,0,0,0,0,0,0,0]
[null,0,"Downstream samp","               ",1.3716999999999999,1.2345999999999999,0,0,0,0,0,0,0,0,0,0,0,0,0,0,0,0,0,0,0,0,0,0,0]
[null,0,"               ","               ",16.418399999999998,16.319800000000001,0,0,0,0,0,0,0,0,0,0,0,0,0,0,0,0,0,0,0,0,0,0,0]
[null,0,"               ","               ",13.191599999999999,11.717000000000001,0,6.9000000000000006E-2,27,0,2.4824000000000002,4.75,0,1.9830000000000001,99.659300000000002,148.2963,306.93329999999997,9.6593,108.2963,13.014699999999999,0,0,2.5659000000000001,0,116.38890000000001,0,0,0,7.7224000000000004]
[null,0,"Downstream samp","               ",1.5088999999999999,1.3716999999999999,0,0,0,0,0,0,0,0,0,0,0,0,0,0,0,0,0,0,0,0,0,0,0]
[]
[null,null,null,null,null,null,null,null,null,null,null,null,null,null,null,null,null,null,null,null,null,null,null,null,null,null,0,0,0]
[null,null,null,null,null,null,null,null,null,null,null,null,null,null,null,null,null,null,null,null,null,null,null,null,null,null,0,0,0]
[null,null,null,null,null,null,null,null,null,null,null,null,null,null,null,null,null,null,null,null,null,null,null,null,null,null,0,0,0]
[null,null,null,null,null,null,null,null,null,null,null,null,null,null,null,null,null,null,null,null,null,null,null,null,null,null,0,0,0]
[null,null,null,null,null,null,null,null,null,null,null,null,null,null,null,null,null,null,null,null,null,null,null,null,null,null,0,0,0]
[null,null,null,null,null,null,null,null,null,null,null,null,null,null,null,null,null,null,null,null,null,null,null,null,null,null,0,0,0]
[null,null,null,null,null,null,null,null,null,null,null,null,null,null,null,null,null,null,null,null,null,null,null,null,null,null,0,0,0]
[null,null,null,null,null,null,null,null,null,null,null,null,null,null,null,null,null,null,null,null,null,null,null,null,null,null,0,0,0]
[null,null,null,null,null,null,null,null,null,null,null,null,null,null,null,null,null,null,null,null,null,null,null,null,null,null,0,0,0]
[null,null,null,null,null,null,null,null,null,null,null,null,null,null,null,null,null,null,null,null,null,null,null,null,null,null,0,0,0]
[null,null,null,null,null,null,null,null,null,null,null,null,null,null,null,null,null,null,null,null,null,null,null,null,null,null,0,0,0]
[null,null,null,null,null,null,null,null,null,null,null,null,null,null,null,null,null,null,null,null,null,null,null,null,null,null,0,0,0]
[null,null,null,null,null,null,null,null,null,null,null,null,null,null,null,null,null,null,null,null,null,null,null,null,null,null,0,0,0]
[null,null,null,null,null,null,null,null,null,null,null,null,null,null,null,null,null,null,null,null,null,null,null,null,null,null,0,0,0]
[null,null,null,null,null,null,null,null,null,null,null,null,null,null,null,null,null,null,null,null,null,null,null,null,null,null,0,0,0]
[null,null,null,null,null,null,null,null,null,null,null,null,null,null,null,null,null,null,null,null,null,null,null,null,null,null,0,0,0]
[null,null,null,null,null,null,null,null,null,null,null,null,null,null,null,null,null,null,null,null,null,null,null,null,null,null,0,0,0]
[null,null,null,null,null,null,null,null,null,null,null,null,null,null,null,null,null,null,null,null,null,null,null,null,null,null,0,0,0]
[null,null,null,null,null,null,null,null,null,null,null,null,null,null,null,null,null,null,null,null,null,null,null,null,null,null,0,0,0]
[null,null,null,null,null,null,null,null,null,null,null,null,null,null,null,null,null,null,null,null,null,null,null,null,null,null,0,0,7.8513999999999999]
[null,null,null,null,null,null,null,null,null,null,null,null,null,null,null,null,null,null,null,null,null,null,null,null,null,null,0,0,0]
[null,null,null,null,null,null,null,null,null,null,null,null,null,null,null,null,null,null,null,null,null,null,null,null,null,null,0,0,0]
[null,null,null,null,null,null,null,null,null,null,null,null,null,null,null,null,null,null,null,null,null,null,null,null,null,null,0,0,0]
[null,null,null,null,null,null,null,null,null,null,null,null,null,null,null,null,null,null,null,null,null,null,null,null,null,null,0,0,0]
[null,null,null,null,null,null,null,null,null,null,null,null,null,null,null,null,null,null,null,null,null,null,null,null,null,null,0,0,0]
[null,null,null,null,null,null,null,null,null,null,null,null,null,null,null,null,null,null,null,null,null,null,null,null,null,null,0,0,0]
[null,null,null,null,null,null,null,null,null,null,null,null,null,null,null,null,null,null,null,null,null,null,null,null,null,null,0,0,0]
[null,null,null,null,null,null,null,null,null,null,null,null,null,null,null,null,null,null,null,null,null,null,null,null,null,null,0,0,0]
[null,null,null,null,null,null,null,null,null,null,null,null,null,null,null,null,null,null,null,null,null,null,null,null,null,null,0,0,0]
[null,null,null,null,null,null,null,null,null,null,null,null,null,null,null,null,null,null,null,null,null,null,null,null,null,null,0,0,0]
[null,null,null,null,null,null,null,null,null,null,null,null,null,null,null,null,null,null,null,null,null,null,null,null,null,null,0,0,7.7618]
[null,null,null,null,null,null,null,null,null,null,null,null,null,null,null,null,null,null,null,null,null,null,null,null,null,null,0,0,0]
[null,null,null,null,null,null,null,null,null,null,null,null,null,null,null,null,null,null,null,null,null,null,null,null,null,null,0,0,0]
[null,null,null,null,null,null,null,null,null,null,null,null,null,null,null,null,null,null,null,null,null,null,null,null,null,null,0,0,0]
[null,null,null,null,null,null,null,null,null,null,null,null,null,null,null,null,null,null,null,null,null,null,null,null,null,null,0,0,0]
[null,null,null,null,null,null,null,null,null,null,null,null,null,null,null,null,null,null,null,null,null,null,null,null,null,null,0,0,0]
[null,null,null,null,null,null,null,null,null,null,null,null,null,null,null,null,null,null,null,null,null,null,null,null,null,null,0,0,0]
[null,null,null,null,null,null,null,null,null,null,null,null,null,null,null,null,null,null,null,null,null,null,null,null,null,null,0,0,0]
[null,null,null,null,null,null,null,null,null,null,null,null,null,null,null,null,null,null,null,null,null,null,null,null,null,null,0,0,0]
[null,null,null,null,null,null,null,null,null,null,null,null,null,null,null,null,null,null,null,null,null,null,null,null,null,null,0,0,0]
[null,null,null,null,null,null,null,null,null,null,null,null,null,null,null,null,null,null,null,null,null,null,null,null,null,null,0,0,0]
[null,null,null,null,null,null,null,null,null,null,null,null,null,null,null,null,null,null,null,null,null,null,null,null,null,null,0,0,0]
[null,null,null,null,null,null,null,null,null,null,null,null,null,null,null,null,null,null,null,null,null,null,null,null,null,null,0,0,0]
[null,null,null,null,null,null,null,null,null,null,null,null,null,null,null,null,null,null,null,null,null,null,null,null,null,null,0,0,0]
[null,null,null,null,null,null,null,null,null,null,null,null,null,null,null,null,null,null,null,null,null,null,null,null,null,null,0,0,0]
[]
[]
[null,null,null,null,null,null,null,null,null,null,null,null,null,null,null,null,null,null,null,null,null,null,null,null,null,null,0,0,0]
[null,null,null,null,null,null,null,null,null,null,null,null,null,null,null,null,null,null,null,null,null,null,null,null,null,null,0,0,0]
[null,null,null,null,null,null,null,null,null,null,null,null,null,null,null,null,null,null,null,null,null,null,null,null,null,null,0,0,0]
[null,null,null,null,null,null,null,null,null,null,null,null,null,null,null,null,null,null,null,null,null,null,null,null,null,null,0,0,0]
[null,null,null,null,null,null,null,null,null,null,null,null,null,null,null,null,null,null,null,null,null,null,null,null,null,null,0,0,0]
[null,null,null,null,null,null,null,null,null,null,null,null,null,null,null,null,null,null,null,null,null,null,null,null,null,null,0,0,0]
[null,null,null,null,null,null,null,null,null,null,null,null,null,null,null,null,null,null,null,null,null,null,null,null,null,null,0,0,8.5661000000000005]
[null,null,null,null,null,null,null,null,null,null,null,null,null,null,null,null,null,null,null,null,null,null,null,null,null,null,0,0,0]
[null,null,null,null,null,null,null,null,null,null,null,null,null,null,null,null,null,null,null,null,null,null,null,null,null,null,0,0,0]
[null,null,null,null,null,null,null,null,null,null,null,null,null,null,null,null,null,null,null,null,null,null,null,null,null,null,0,0,7.8068]
[null,null,null,null,null,null,null,null,null,null,null,null,null,null,null,null,null,null,null,null,null,null,null,null,null,null,0,0,0]
[null,null,null,null,null,null,null,null,null,null,null,null,null,null,null,null,null,null,null,null,null,null,null,null,null,null,0,0,0]
[null,null,null,null,null,null,null,null,null,null,null,null,null,null,null,null,null,null,null,null,null,null,null,null,null,null,0,0,0]
[null,null,null,null,null,null,null,null,null,null,null,null,null,null,null,null,null,null,null,null,null,null,null,null,null,null,0,0,0]
[null,null,null,null,null,null,null,null,null,null,null,null,null,null,null,null,null,null,null,null,null,null,null,null,null,null,0,0,0]
[null,null,null,null,null,null,null,null,null,null,null,null,null,null,null,null,null,null,null,null,null,null,null,null,null,null,0,0,0]
[null,null,null,null,null,null,null,null,null,null,null,null,null,null,null,null,null,null,null,null,null,null,null,null,null,null,0,0,0]
[null,null,null,null,null,null,null,null,null,null,null,null,null,null,null,null,null,null,null,null,null,null,null,null,null,null,0,0,0]
[null,null,null,null,null,null,null,null,null,null,null,null,null,null,null,null,null,null,null,null,null,null,null,null,null,null,0,0,0]
[null,null,null,null,null,null,null,null,null,null,null,null,null,null,null,null,null,null,null,null,null,null,null,null,null,null,0,0,0]
[null,null,null,null,null,null,null,null,null,null,null,null,null,null,null,null,null,null,null,null,null,null,null,null,null,null,0,0,0]
[null,null,null,null,null,null,null,null,null,null,null,null,null,null,null,null,null,null,null,null,null,null,null,null,null,null,0,0,0]
[null,null,null,null,null,null,null,null,null,null,null,null,null,null,null,null,null,null,null,null,null,null,null,null,null,null,0,0,0]
[null,null,null,null,null,null,null,null,null,null,null,null,null,null,null,null,null,null,null,null,null,null,null,null,null,null,0,0,7.7289000000000003]
[null,null,null,null,null,null,null,null,null,null,null,null,null,null,null,null,null,null,null,null,null,null,null,null,null,null,0,0,0]
[null,null,null,null,null,null,null,null,null,null,null,null,null,null,null,null,null,null,null,null,null,null,null,null,null,null,0,0,0]
[null,null,null,null,null,null,null,null,null,null,null,null,null,null,null,null,null,null,null,null,null,null,null,null,null,null,0,0,0]
[null,null,null,null,null,null,null,null,null,null,null,null,null,null,null,null,null,null,null,null,null,null,null,null,null,null,0,0,0]
[null,null,null,null,null,null,null,null,null,null,null,null,null,null,null,null,null,null,null,null,null,null,null,null,null,null,0,0,0]
[null,null,null,null,null,null,null,null,null,null,null,null,null,null,null,null,null,null,null,null,null,null,null,null,null,null,0,0,0]
[null,null,null,null,null,null,null,null,null,null,null,null,null,null,null,null,null,null,null,null,null,null,null,null,null,null,0,0,0]
[null,null,null,null,null,null,null,null,null,null,null,null,null,null,null,null,null,null,null,null,null,null,null,null,null,null,0,0,0]
[null,null,null,null,null,null,null,null,null,null,null,null,null,null,null,null,null,null,null,null,null,null,null,null,null,null,0,0,8]
[null,null,null,null,null,null,null,null,null,null,null,null,null,null,null,null,null,null,null,null,null,null,null,null,null,null,0,0,0]
[null,null,null,null,null,null,null,null,null,null,null,null,null,null,null,null,null,null,null,null,null,null,null,null,null,null,0,0,0]
[null,null,null,null,null,null,null,null,null,null,null,null,null,null,null,null,null,null,null,null,null,null,null,null,null,null,0,0,0]
[null,null,null,null,null,null,null,null,null,null,null,null,null,null,null,null,null,null,null,null,null,null,null,null,null,null,0,0,0]
[null,null,null,null,null,null,null,null,null,null,null,null,null,null,null,null,null,null,null,null,null,null,null,null,null,null,0,0,0]
[null,null,null,null,null,null,null,null,null,null,null,null,null,null,null,null,null,null,null,null,null,null,null,null,null,null,0,0,0]
[null,null,null,null,null,null,null,null,null,null,null,null,null,null,null,null,null,null,null,null,null,null,null,null,null,null,0,0,0]
[null,null,null,null,null,null,null,null,null,null,null,null,null,null,null,null,null,null,null,null,null,null,null,null,null,null,0,0,0]
[null,null,null,null,null,null,null,null,null,null,null,null,null,null,null,null,null,null,null,null,null,null,null,null,null,null,0,0,0]
[null,null,null,null,null,null,null,null,null,null,null,null,null,null,null,null,null,null,null,null,null,null,null,null,null,null,0,0,0]
[null,null,null,null,null,null,null,null,null,null,null,null,null,null,null,null,null,null,null,null,null,null,null,null,null,null,0,0,0]
[null,null,null,null,null,null,null,null,null,null,null,null,null,null,null,null,null,null,null,null,null,null,null,null,null,null,0,0,0]
[null,null,null,null,null,null,null,null,null,null,null,null,null,null,null,null,null,null,null,null,null,null,null,null,null,null,0,0,0]
[null,null,null,null,null,null,null,null,null,null,null,null,null,null,null,null,null,null,null,null,null,null,null,null,null,null,0,0,0]
[null,null,null,null,null,null,null,null,null,null,null,null,null,null,null,null,null,null,null,null,null,null,null,null,null,null,0,0,0]
[null,null,null,null,null,null,null,null,null,null,null,null,null,null,null,null,null,null,null,null,null,null,null,null,null,null,0,0,0]
[null,null,null,null,null,null,null,null,null,null,null,null,null,null,null,null,null,null,null,null,null,null,null,null,null,null,0,0,0]
[null,null,null,null,null,null,null,null,null,null,null,null,null,null,null,null,null,null,null,null,null,null,null,null,null,null,0,0,0]
[null,null,null,null,null,null,null,null,null,null,null,null,null,null,null,null,null,null,null,null,null,null,null,null,null,null,0,0,0]
[null,null,null,null,null,null,null,null,null,null,null,null,null,null,null,null,null,null,null,null,null,null,null,null,null,null,0,0,0]
[null,null,null,null,null,null,null,null,null,null,null,null,null,null,null,null,null,null,null,null,null,null,null,null,null,null,0,0,0]
[null,null,null,null,null,null,null,null,null,null,null,null,null,null,null,null,null,null,null,null,null,null,null,null,null,null,0,0,0]
[null,null,null,null,null,null,null,null,null,null,null,null,null,null,null,null,null,null,null,null,null,null,null,null,null,null,0,0,0]
[null,null,null,null,null,null,null,null,null,null,null,null,null,null,null,null,null,null,null,null,null,null,null,null,null,null,0,0,0]
[null,null,null,null,null,null,null,null,null,null,null,null,null,null,null,null,null,null,null,null,null,null,null,null,null,null,0,0,7]
[null,null,null,null,null,null,null,null,null,null,null,null,null,null,null,null,null,null,null,null,null,null,null,null,null,null,0,0,0]
[null,null,null,null,null,null,null,null,null,null,null,null,null,null,null,null,null,null,null,null,null,null,null,null,null,null,0,0,0]
[null,null,null,null,null,null,null,null,null,null,null,null,null,null,null,null,null,null,null,null,null,null,null,null,null,null,0,0,0]
[null,null,null,null,null,null,null,null,null,null,null,null,null,null,null,null,null,null,null,null,null,null,null,null,null,null,0,0,0]
[null,null,null,null,null,null,null,null,null,null,null,null,null,null,null,null,null,null,null,null,null,null,null,null,null,null,0,0,0]
[null,null,null,null,null,null,null,null,null,null,null,null,null,null,null,null,null,null,null,null,null,null,null,null,null,null,0,0,0]
[null,null,null,null,null,null,null,null,null,null,null,null,null,null,null,null,null,null,null,null,null,null,null,null,null,null,0,0,0]
[null,null,null,null,null,null,null,null,null,null,null,null,null,null,null,null,null,null,null,null,null,null,null,null,null,null,0,0,0]
[null,null,null,null,null,null,null,null,null,null,null,null,null,null,null,null,null,null,null,null,null,null,null,null,null,null,0,0,0]
[null,null,null,null,null,null,null,null,null,null,null,null,null,null,null,null,null,null,null,null,null,null,null,null,null,null,0,0,0]
[null,null,null,null,null,null,null,null,null,null,null,null,null,null,null,null,null,null,null,null,null,null,null,null,null,null,0,0,0]
[null,null,null,null,null,null,null,null,null,null,null,null,null,null,null,null,null,null,null,null,null,null,null,null,null,null,0,0,8]
[null,null,null,null,null,null,null,null,null,null,null,null,null,null,null,null,null,null,null,null,null,null,null,null,null,null,0,0,0]
[null,null,null,null,null,null,null,null,null,null,null,null,null,null,null,null,null,null,null,null,null,null,null,null,null,null,0,0,0]
[null,null,null,null,null,null,null,null,null,null,null,null,null,null,null,null,null,null,null,null,null,null,null,null,null,null,0,0,0]
[null,null,null,null,null,null,null,null,null,null,null,null,null,null,null,null,null,null,null,null,null,null,null,null,null,null,0,0,7.8]
[null,null,null,null,null,null,null,null,null,null,null,null,null,null,null,null,null,null,null,null,null,null,null,null,null,null,0,0,0]
[null,null,null,null,null,null,null,null,null,null,null,null,null,null,null,null,null,null,null,null,null,null,null,null,null,null,0,0,0]
[null,null,null,null,null,null,null,null,null,null,null,null,null,null,null,null,null,null,null,null,null,null,null,null,null,null,0,0,0]
[null,null,null,null,null,null,null,null,null,null,null,null,null,null,null,null,null,null,null,null,null,null,null,null,null,null,0,0,0]
[null,null,null,null,null,null,null,null,null,null,null,null,null,null,null,null,null,null,null,null,null,null,null,null,null,null,0,0,0]
[null,null,null,null,null,null,null,null,null,null,null,null,null,null,null,null,null,null,null,null,null,null,null,null,null,null,0,0,0]
[null,null,null,null,null,null,null,null,null,null,null,null,null,null,null,null,null,null,null,null,null,null,null,null,null,null,0,0,0]
[null,null,null,null,null,null,null,null,null,null,null,null,null,null,null,null,null,null,null,null,null,null,null,null,null,null,0,0,0]
[null,null,null,null,null,null,null,null,null,null,null,null,null,null,null,null,null,null,null,null,null,null,null,null,null,null,0,0,0]
[null,null,null,null,null,null,null,null,null,null,null,null,null,null,null,null,null,null,null,null,null,null,null,null,null,null,0,0,0]
[null,null,null,null,null,null,null,null,null,null,null,null,null,null,null,null,null,null,null,null,null,null,null,null,null,null,0,0,0]
[null,null,null,null,null,null,null,null,null,null,null,null,null,null,null,null,null,null,null,null,null,null,null,null,null,null,0,0,0]
[null,null,null,null,null,null,null,null,null,null,null,null,null,null,null,null,null,null,null,null,null,null,null,null,null,null,0,0,0]
[null,null,null,null,null,null,null,null,null,null,null,null,null,null,null,null,null,null,null,null,null,null,null,null,null,null,0,0,0]
[null,null,null,null,null,null,null,null,null,null,null,null,null,null,null,null,null,null,null,null,null,null,null,null,null,null,0,0,0]
[null,null,null,null,null,null,null,null,null,null,null,null,null,null,null,null,null,null,null,null,null,null,null,null,null,null,0,0,0]
[null,null,null,null,null,null,null,null,null,null,null,null,null,null,null,null,null,null,null,null,null,null,null,null,null,null,0,0,0]
[null,null,null,null,null,null,null,null,null,null,null,null,null,null,null,null,null,null,null,null,null,null,null,null,null,null,0,0,0]
[null,null,null,null,null,null,null,null,null,null,null,null,null,null,null,null,null,null,null,null,null,null,null,null,null,null,0,0,0]
[null,null,null,null,null,null,null,null,null,null,null,null,null,null,null,null,null,null,null,null,null,null,null,null,null,null,0,0,0]
[null,null,null,null,null,null,null,null,null,null,null,null,null,null,null,null,null,null,null,null,null,null,null,null,null,null,0,0,0]
[null,null,null,null,null,null,null,null,null,null,null,null,null,null,null,null,null,null,null,null,null,null,null,null,null,null,0,0,0]
[null,null,null,null,null,null,null,null,null,null,null,null,null,null,null,null,null,null,null,null,null,null,null,null,null,null,0,0,0]
[null,null,null,null,null,null,null,null,null,null,null,null,null,null,null,null,null,null,null,null,null,null,null,null,null,null,0,0,0]
[null,null,null,null,null,null,null,null,null,null,null,null,null,null,null,null,null,null,null,null,null,null,null,null,null,null,0,0,0]
[null,null,null,null,null,null,null,null,null,null,null,null,null,null,null,null,null,null,null,null,null,null,null,null,null,null,0,0,0]
[null,null,null,null,null,null,null,null,null,null,null,null,null,null,null,null,null,null,null,null,null,null,null,null,null,null,0,0,0]
[null,null,null,null,null,null,null,null,null,null,null,null,null,null,null,null,null,null,null,null,null,null,null,null,null,null,0,0,0]
[null,null,null,null,null,null,null,null,null,null,null,null,null,null,null,null,null,null,null,null,null,null,null,null,null,null,0,0,7]
[null,null,null,null,null,null,null,null,null,null,null,null,null,null,null,null,null,null,null,null,null,null,null,null,null,null,0,0,0]
[null,null,null,null,null,null,null,null,null,null,null,null,null,null,null,null,null,null,null,null,null,null,null,null,null,null,0,0,0]
[null,null,null,null,null,null,null,null,null,null,null,null,null,null,null,null,null,null,null,null,null,null,null,null,null,null,0,0,0]
[null,null,null,null,null,null,null,null,null,null,null,null,null,null,null,null,null,null,null,null,null,null,null,null,null,null,0,0,6.67]
[null,null,null,null,null,null,null,null,null,null,null,null,null,null,null,null,null,null,null,null,null,null,null,null,null,null,0,0,7]
[null,null,null,null,null,null,null,null,null,null,null,null,null,null,null,null,null,null,null,null,null,null,null,null,null,null,0,0,0]
[null,null,null,null,null,null,null,null,null,null,null,null,null,null,null,null,null,null,null,null,null,null,null,null,null,null,0,0,0]
[null,null,null,null,null,null,null,null,null,null,null,null,null,null,null,null,null,null,null,null,null,null,null,null,null,null,0,0,0]
[null,null,null,null,null,null,null,null,null,null,null,null,null,null,null,null,null,null,null,null,null,null,null,null,null,null,0,0,0]
[null,null,null,null,null,null,null,null,null,null,null,null,null,null,null,null,null,null,null,null,null,null,null,null,null,null,0,0,0]
[null,null,null,null,null,null,null,null,null,null,null,null,null,null,null,null,null,null,null,null,null,null,null,null,null,null,0,0,8]
[null,null,null,null,null,null,null,null,null,null,null,null,null,null,null,null,null,null,null,null,null,null,null,null,null,null,0,0,0]
[null,null,null,null,null,null,null,null,null,null,null,null,null,null,null,null,null,null,null,null,null,null,null,null,null,null,0,0,0]
[null,null,null,null,null,null,null,null,null,null,null,null,null,null,null,null,null,null,null,null,null,null,null,null,null,null,0,0,0]
[null,null,null,null,null,null,null,null,null,null,null,null,null,null,null,null,null,null,null,null,null,null,null,null,null,null,0,0,0]
[null,null,null,null,null,null,null,null,null,null,null,null,null,null,null,null,null,null,null,null,null,null,null,null,null,null,0,0,7.8068]
[null,null,null,null,null,null,null,null,null,null,null,null,null,null,null,null,null,null,null,null,null,null,null,null,null,null,0,0,0]
[null,null,null,null,null,null,null,null,null,null,null,null,null,null,null,null,null,null,null,null,null,null,null,null,null,null,0,0,0]
[null,null,null,null,null,null,null,null,null,null,null,null,null,null,null,null,null,null,null,null,null,null,null,null,null,null,0,0,0]
[null,null,null,null,null,null,null,null,null,null,null,null,null,null,null,null,null,null,null,null,null,null,null,null,null,null,0,0,0]
[null,null,null,null,null,null,null,null,null,null,null,null,null,null,null,null,null,null,null,null,null,null,null,null,null,null,0,0,0]
[null,null,null,null,null,null,null,null,null,null,null,null,null,null,null,null,null,null,null,null,null,null,null,null,null,null,0,0,0]
[null,null,null,null,null,null,null,null,null,null,null,null,null,null,null,null,null,null,null,null,null,null,null,null,null,null,0,0,0]
[null,null,null,null,null,null,null,null,null,null,null,null,null,null,null,null,null,null,null,null,null,null,null,null,null,null,0,0,0]
[null,null,null,null,null,null,null,null,null,null,null,null,null,null,null,null,null,null,null,null,null,null,null,null,null,null,0,0,0]
[null,null,null,null,null,null,null,null,null,null,null,null,null,null,null,null,null,null,null,null,null,null,null,null,null,null,0,0,0]
[null,null,null,null,null,null,null,null,null,null,null,null,null,null,null,null,null,null,null,null,null,null,null,null,null,null,0,0,0]
[null,null,null,null,null,null,null,null,null,null,null,null,null,null,null,null,null,null,null,null,null,null,null,null,null,null,0,0,0]
[null,null,null,null,null,null,null,null,null,null,null,null,null,null,null,null,null,null,null,null,null,null,null,null,null,null,0,0,0]
[null,null,null,null,null,null,null,null,null,null,null,null,null,null,null,null,null,null,null,null,null,null,null,null,null,null,0,0,0]
[null,null,null,null,null,null,null,null,null,null,null,null,null,null,null,null,null,null,null,null,null,null,null,null,null,null,0,0,0]
[null,null,null,null,null,null,null,null,null,null,null,null,null,null,null,null,null,null,null,null,null,null,null,null,null,null,0,0,0]
[null,null,null,null,null,null,null,null,null,null,null,null,null,null,null,null,null,null,null,null,null,null,null,null,null,null,0,0,0]
[null,null,null,null,null,null,null,null,null,null,null,null,null,null,null,null,null,null,null,null,null,null,null,null,null,null,0,0,0]
[null,null,null,null,null,null,null,null,null,null,null,null,null,null,null,null,null,null,null,null,null,null,null,null,null,null,0,0,0]
[null,null,null,null,null,null,null,null,null,null,null,null,null,null,null,null,null,null,null,null,null,null,null,null,null,null,0,0,0]
[null,null,null,null,null,null,null,null,null,null,null,null,null,null,null,null,null,null,null,null,null,null,null,null,null,null,0,0,0]
[null,null,null,null,null,null,null,null,null,null,null,null,null,null,null,null,null,null,null,null,null,null,null,null,null,null,0,0,0]
[null,null,null,null,null,null,null,null,null,null,null,null,null,null,null,null,null,null,null,null,null,null,null,null,null,null,0,0,0]
[null,null,null,null,null,null,null,null,null,null,null,null,null,null,null,null,null,null,null,null,null,null,null,null,null,null,0,0,8]
[null,null,null,null,null,null,null,null,null,null,null,null,null,null,null,null,null,null,null,null,null,null,null,null,null,null,0,0,0]
[null,null,null,null,null,null,null,null,null,null,null,null,null,null,null,null,null,null,null,null,null,null,null,null,null,null,0,0,0]
[null,null,null,null,null,null,null,null,null,null,null,null,null,null,null,null,null,null,null,null,null,null,null,null,null,null,0,0,0]
[null,null,null,null,null,null,null,null,null,null,null,null,null,null,null,null,null,null,null,null,null,null,null,null,null,null,0,0,0]
[null,null,null,null,null,null,null,null,null,null,null,null,null,null,null,null,null,null,null,null,null,null,null,null,null,null,0,0,0]
[null,null,null,null,null,null,null,null,null,null,null,null,null,null,null,null,null,null,null,null,null,null,null,null,null,null,0,0,0]
[null,null,null,null,null,null,null,null,null,null,null,null,null,null,null,null,null,null,null,null,null,null,null,null,null,null,0,0,0]
[null,null,null,null,null,null,null,null,null,null,null,null,null,null,null,null,null,null,null,null,null,null,null,null,null,null,0,0,0]
[null,null,null,null,null,null,null,null,null,null,null,null,null,null,null,null,null,null,null,null,null,null,null,null,null,null,0,0,0]
[null,null,null,null,null,null,null,null,null,null,null,null,null,null,null,null,null,null,null,null,null,null,null,null,null,null,0,0,7]
[null,null,null,null,null,null,null,null,null,null,null,null,null,null,null,null,null,null,null,null,null,null,null,null,null,null,0,0,0]
[null,null,null,null,null,null,null,null,null,null,null,null,null,null,null,null,null,null,null,null,null,null,null,null,null,null,0,0,0]
[null,null,null,null,null,null,null,null,null,null,null,null,null,null,null,null,null,null,null,null,null,null,null,null,null,null,0,0,0]
[null,null,null,null,null,null,null,null,null,null,null,null,null,null,null,null,null,null,null,null,null,null,null,null,null,null,0,0,8]
[null,null,null,null,null,null,null,null,null,null,null,null,null,null,null,null,null,null,null,null,null,null,null,null,null,null,0,0,0]
[null,null,null,null,null,null,null,null,null,null,null,null,null,null,null,null,null,null,null,null,null,null,null,null,null,null,0,0,0]
[null,null,null,null,null,null,null,null,null,null,null,null,null,null,null,null,null,null,null,null,null,null,null,null,null,null,0,0,0]
[null,null,null,null,null,null,null,null,null,null,null,null,null,null,null,null,null,null,null,null,null,null,null,null,null,null,0,0,0]
[null,null,null,null,null,null,null,null,null,null,null,null,null,null,null,null,null,null,null,null,null,null,null,null,null,null,0,0,0]
[null,null,null,null,null,null,null,null,null,null,null,null,null,null,null,null,null,null,null,null,null,null,null,null,null,null,0,0,0]
[null,null,null,null,null,null,null,null,null,null,null,null,null,null,null,null,null,null,null,null,null,null,null,null,null,null,0,0,0]
[null,null,null,null,null,null,null,null,null,null,null,null,null,null,null,null,null,null,null,null,null,null,null,null,null,null,0,0,0]
[null,null,null,null,null,null,null,null,null,null,null,null,null,null,null,null,null,null,null,null,null,null,null,null,null,null,0,0,0]
[null,null,null,null,null,null,null,null,null,null,null,null,null,null,null,null,null,null,null,null,null,null,null,null,null,null,0,0,0]
[null,null,null,null,null,null,null,null,null,null,null,null,null,null,null,null,null,null,null,null,null,null,null,null,null,null,0,0,8]
[null,null,null,null,null,null,null,null,null,null,null,null,null,null,null,null,null,null,null,null,null,null,null,null,null,null,0,0,0]
[null,null,null,null,null,null,null,null,null,null,null,null,null,null,null,null,null,null,null,null,null,null,null,null,null,null,0,0,0]
[null,null,null,null,null,null,null,null,null,null,null,null,null,null,null,null,null,null,null,null,null,null,null,null,null,null,0,0,0]
[null,null,null,null,null,null,null,null,null,null,null,null,null,null,null,null,null,null,null,null,null,null,null,null,null,null,0,0,0]
[null,null,null,null,null,null,null,null,null,null,null,null,null,null,null,null,null,null,null,null,null,null,null,null,null,null,0,0,0]
[null,null,null,null,null,null,null,null,null,null,null,null,null,null,null,null,null,null,null,null,null,null,null,null,null,null,0,0,0]
[null,null,null,null,null,null,null,null,null,null,null,null,null,null,null,null,null,null,null,null,null,null,null,null,null,null,0,0,0]
[null,null,null,null,null,null,null,null,null,null,null,null,null,null,null,null,null,null,null,null,null,null,null,null,null,null,0,0,0]
[null,null,null,null,null,null,null,null,null,null,null,null,null,null,null,null,null,null,null,null,null,null,null,null,null,null,0,0,0]
[null,null,null,null,null,null,null,null,null,null,null,null,null,null,null,null,null,null,null,null,null,null,null,null,null,null,0,0,0]
[null,null,null,null,null,null,null,null,null,null,null,null,null,null,null,null,null,null,null,null,null,null,null,null,null,null,0,0,0]
[null,null,null,null,null,null,null,null,null,null,null,null,null,null,null,null,null,null,null,null,null,null,null,null,null,null,0,0,0]
[null,null,null,null,null,null,null,null,null,null,null,null,null,null,null,null,null,null,null,null,null,null,null,null,null,null,0,0,0]
[null,null,null,null,null,null,null,null,null,null,null,null,null,null,null,null,null,null,null,null,null,null,null,null,null,null,0,0,0]
[null,null,null,null,null,null,null,null,null,null,null,null,null,null,null,null,null,null,null,null,null,null,null,null,null,null,0,0,0]
[null,null,null,null,null,null,null,null,null,null,null,null,null,null,null,null,null,null,null,null,null,null,null,null,null,null,0,0,0]
[null,null,null,null,null,null,null,null,null,null,null,null,null,null,null,null,null,null,null,null,null,null,null,null,null,null,0,0,0]
[null,null,null,null,null,null,null,null,null,null,null,null,null,null,null,null,null,null,null,null,null,null,null,null,null,null,0,0,0]
[null,null,null,null,null,null,null,null,null,null,null,null,null,null,null,null,null,null,null,null,null,null,null,null,null,null,0,0,0]
[null,null,null,null,null,null,null,null,null,null,null,null,null,null,null,null,null,null,null,null,null,null,null,null,null,null,0,0,0]
[null,null,null,null,null,null,null,null,null,null,null,null,null,null,null,null,null,null,null,null,null,null,null,null,null,null,0,0,0]
[null,null,null,null,null,null,null,null,null,null,null,null,null,null,null,null,null,null,null,null,null,null,null,null,null,null,0,0,8]
[null,null,null,null,null,null,null,null,null,null,null,null,null,null,null,null,null,null,null,null,null,null,null,null,null,null,0,0,0]
[null,null,null,null,null,null,null,null,null,null,null,null,null,null,null,null,null,null,null,null,null,null,null,null,null,null,0,0,0]
[null,null,null,null,null,null,null,null,null,null,null,null,null,null,null,null,null,null,null,null,null,null,null,null,null,null,0,0,0]
[null,null,null,null,null,null,null,null,null,null,null,null,null,null,null,null,null,null,null,null,null,null,null,null,null,null,0,0,0]
[null,null,null,null,null,null,null,null,null,null,null,null,null,null,null,null,null,null,null,null,null,null,null,null,null,null,0,0,0]
[null,null,null,null,null,null,null,null,null,null,null,null,null,null,null,null,null,null,null,null,null,null,null,null,null,null,0,0,0]
[null,null,null,null,null,null,null,null,null,null,null,null,null,null,null,null,null,null,null,null,null,null,null,null,null,null,0,0,0]
[null,null,null,null,null,null,null,null,null,null,null,null,null,null,null,null,null,null,null,null,null,null,null,null,null,null,0,0,0]
[null,null,null,null,null,null,null,null,null,null,null,null,null,null,null,null,null,null,null,null,null,null,null,null,null,null,0,0,0]
[null,null,null,null,null,null,null,null,null,null,null,null,null,null,null,null,null,null,null,null,null,null,null,null,null,null,0,0,0]
[null,null,null,null,null,null,null,null,null,null,null,null,null,null,null,null,null,null,null,null,null,null,null,null,null,null,0,0,0]
[null,null,null,null,null,null,null,null,null,null,null,null,null,null,null,null,null,null,null,null,null,null,null,null,null,null,0,0,0]
[null,null,null,null,null,null,null,null,null,null,null,null,null,null,null,null,null,null,null,null,null,null,null,null,null,null,0,0,0]
[null,null,null,null,null,null,null,null,null,null,null,null,null,null,null,null,null,null,null,null,null,null,null,null,null,null,0,0,0]
[null,null,null,null,null,null,null,null,null,null,null,null,null,null,null,null,null,null,null,null,null,null,null,null,null,null,0,0,0]
[null,null,null,null,null,null,null,null,null,null,null,null,null,null,null,null,null,null,null,null,null,null,null,null,null,null,0,0,7]
[null,null,null,null,null,null,null,null,null,null,null,null,null,null,null,null,null,null,null,null,null,null,null,null,null,null,0,0,8.1891999999999996]
[null,null,null,null,null,null,null,null,null,null,null,null,null,null,null,null,null,null,null,null,null,null,null,null,null,null,0,0,0]
[null,null,null,null,null,null,null,null,null,null,null,null,null,null,null,null,null,null,null,null,null,null,null,null,null,null,0,0,0]
[null,null,null,null,null,null,null,null,null,null,null,null,null,null,null,null,null,null,null,null,null,null,null,null,null,null,0,0,0]
[null,null,null,null,null,null,null,null,null,null,null,null,null,null,null,null,null,null,null,null,null,null,null,null,null,null,0,0,0]
[null,null,null,null,null,null,null,null,null,null,null,null,null,null,null,null,null,null,null,null,null,null,null,null,null,null,0,0,0]
[null,null,null,null,null,null,null,null,null,null,null,null,null,null,null,null,null,null,null,null,null,null,null,null,null,null,0,0,8]
[null,null,null,null,null,null,null,null,null,null,null,null,null,null,null,null,null,null,null,null,null,null,null,null,null,null,0,0,0]
[null,null,null,null,null,null,null,null,null,null,null,null,null,null,null,null,null,null,null,null,null,null,null,null,null,null,0,0,0]
[null,null,null,null,null,null,null,null,null,null,null,null,null,null,null,null,null,null,null,null,null,null,null,null,null,null,0,0,0]
[null,null,null,null,null,null,null,null,null,null,null,null,null,null,null,null,null,null,null,null,null,null,null,null,null,null,0,0,0]
[null,null,null,null,null,null,null,null,null,null,null,null,null,null,null,null,null,null,null,null,null,null,null,null,null,null,0,0,0]
[null,null,null,null,null,null,null,null,null,null,null,null,null,null,null,null,null,null,null,null,null,null,null,null,null,null,0,0,0]
[null,null,null,null,null,null,null,null,null,null,null,null,null,null,null,null,null,null,null,null,null,null,null,null,null,null,0,0,0]
[null,null,null,null,null,null,null,null,null,null,null,null,null,null,null,null,null,null,null,null,null,null,null,null,null,null,0,0,0]
[null,null,null,null,null,null,null,null,null,null,null,null,null,null,null,null,null,null,null,null,null,null,null,null,null,null,0,0,0]
[null,null,null,null,null,null,null,null,null,null,null,null,null,null,null,null,null,null,null,null,null,null,null,null,null,null,0,0,0]
[null,null,null,null,null,null,null,null,null,null,null,null,null,null,null,null,null,null,null,null,null,null,null,null,null,null,0,0,0]
[null,null,null,null,null,null,null,null,null,null,null,null,null,null,null,null,null,null,null,null,null,null,null,null,null,null,0,0,0]
[null,null,null,null,null,null,null,null,null,null,null,null,null,null,null,null,null,null,null,null,null,null,null,null,null,null,0,0,0]
[null,null,null,null,null,null,null,null,null,null,null,null,null,null,null,null,null,null,null,null,null,null,null,null,null,null,0,0,0]
[null,null,null,null,null,null,null,null,null,null,null,null,null,null,null,null,null,null,null,null,null,null,null,null,null,null,0,0,0]
[null,null,null,null,null,null,null,null,null,null,null,null,null,null,null,null,null,null,null,null,null,null,null,null,null,null,0,0,0]
[null,null,null,null,null,null,null,null,null,null,null,null,null,null,null,null,null,null,null,null,null,null,null,null,null,null,0,0,7.9]
[null,null,null,null,null,null,null,null,null,null,null,null,null,null,null,null,null,null,null,null,null,null,null,null,null,null,0,0,0]
[null,null,null,null,null,null,null,null,null,null,null,null,null,null,null,null,null,null,null,null,null,null,null,null,null,null,0,0,0]
[null,null,null,null,null,null,null,null,null,null,null,null,null,null,null,null,null,null,null,null,null,null,null,null,null,null,0,0,0]
[null,null,null,null,null,null,null,null,null,null,null,null,null,null,null,null,null,null,null,null,null,null,null,null,null,null,0,0,0]
[null,null,null,null,null,null,null,null,null,null,null,null,null,null,null,null,null,null,null,null,null,null,null,null,null,null,0,0,0]
[null,null,null,null,null,null,null,null,null,null,null,null,null,null,null,null,null,null,null,null,null,null,null,null,null,null,0,0,0]
[null,null,null,null,null,null,null,null,null,null,null,null,null,null,null,null,null,null,null,null,null,null,null,null,null,null,0,0,0]
[null,null,null,null,null,null,null,null,null,null,null,null,null,null,null,null,null,null,null,null,null,null,null,null,null,null,0,0,7.93]
[null,null,null,null,null,null,null,null,null,null,null,null,null,null,null,null,null,null,null,null,null,null,null,null,null,null,0,0,0]
[null,null,null,null,null,null,null,null,null,null,null,null,null,null,null,null,null,null,null,null,null,null,null,null,null,null,0,0,7]
[null,null,null,null,null,null,null,null,null,null,null,null,null,null,null,null,null,null,null,null,null,null,null,null,null,null,0,0,0]
[null,null,null,null,null,null,null,null,null,null,null,null,null,null,null,null,null,null,null,null,null,null,null,null,null,null,0,0,0]
[null,null,null,null,null,null,null,null,null,null,null,null,null,null,null,null,null,null,null,null,null,null,null,null,null,null,0,0,0]
[null,null,null,null,null,null,null,null,null,null,null,null,null,null,null,null,null,null,null,null,null,null,null,null,null,null,0,0,0]
[null,null,null,null,null,null,null,null,null,null,null,null,null,null,null,null,null,null,null,null,null,null,null,null,null,null,0,0,0]
[null,null,null,null,null,null,null,null,null,null,null,null,null,null,null,null,null,null,null,null,null,null,null,null,null,null,0,0,0]
[null,null,null,null,null,null,null,null,null,null,null,null,null,null,null,null,null,null,null,null,null,null,null,null,null,null,0,0,0]
[null,null,null,null,null,null,null,null,null,null,null,null,null,null,null,null,null,null,null,null,null,null,null,null,null,null,0,0,0]
[null,null,null,null,null,null,null,null,null,null,null,null,null,null,null,null,null,null,null,null,null,null,null,null,null,null,0,0,8]
[null,null,null,null,null,null,null,null,null,null,null,null,null,null,null,null,null,null,null,null,null,null,null,null,null,null,0,0,0]
[null,null,null,null,null,null,null,null,null,null,null,null,null,null,null,null,null,null,null,null,null,null,null,null,null,null,0,0,0]
[null,null,null,null,null,null,null,null,null,null,null,null,null,null,null,null,null,null,null,null,null,null,null,null,null,null,0,0,0]
[null,null,null,null,null,null,null,null,null,null,null,null,null,null,null,null,null,null,null,null,null,null,null,null,null,null,0,0,0]
[null,null,null,null,null,null,null,null,null,null,null,null,null,null,null,null,null,null,null,null,null,null,null,null,null,null,0,0,8]
[null,null,null,null,null,null,null,null,null,null,null,null,null,null,null,null,null,null,null,null,null,null,null,null,null,null,0,0,0]
[null,null,null,null,null,null,null,null,null,null,null,null,null,null,null,null,null,null,null,null,null,null,null,null,null,null,0,0,0]
[null,null,null,null,null,null,null,null,null,null,null,null,null,null,null,null,null,null,null,null,null,null,null,null,null,null,0,0,0]
[null,null,null,null,null,null,null,null,null,null,null,null,null,null,null,null,null,null,null,null,null,null,null,null,null,null,0,0,0]
[null,null,null,null,null,null,null,null,null,null,null,null,null,null,null,null,null,null,null,null,null,null,null,null,null,null,0,0,0]
[null,null,null,null,null,null,null,null,null,null,null,null,null,null,null,null,null,null,null,null,null,null,null,null,null,null,0,0,0]
[null,null,null,null,null,null,null,null,null,null,null,null,null,null,null,null,null,null,null,null,null,null,null,null,null,null,0,0,8.0507000000000009]
[null,null,null,null,null,null,null,null,null,null,null,null,null,null,null,null,null,null,null,null,null,null,null,null,null,null,0,0,0]
[null,null,null,null,null,null,null,null,null,null,null,null,null,null,null,null,null,null,null,null,null,null,null,null,null,null,0,0,0]
[null,null,null,null,null,null,null,null,null,null,null,null,null,null,null,null,null,null,null,null,null,null,null,null,null,null,0,0,0]
[null,null,null,null,null,null,null,null,null,null,null,null,null,null,null,null,null,null,null,null,null,null,null,null,null,null,0,0,0]
[null,null,null,null,null,null,null,null,null,null,null,null,null,null,null,null,null,null,null,null,null,null,null,null,null,null,0,0,8.0225000000000009]
[null,null,null,null,null,null,null,null,null,null,null,null,null,null,null,null,null,null,null,null,null,null,null,null,null,null,0,0,0]
[null,null,null,null,null,null,null,null,null,null,null,null,null,null,null,null,null,null,null,null,null,null,null,null,null,null,0,0,0]
[null,null,null,null,null,null,null,null,null,null,null,null,null,null,null,null,null,null,null,null,null,null,null,null,null,null,0,0,0]
[null,null,null,null,null,null,null,null,null,null,null,null,null,null,null,null,null,null,null,null,null,null,null,null,null,null,0,0,0]
[null,null,null,null,null,null,null,null,null,null,null,null,null,null,null,null,null,null,null,null,null,null,null,null,null,null,0,0,8.0225000000000009]
[null,null,null,null,null,null,null,null,null,null,null,null,null,null,null,null,null,null,null,null,null,null,null,null,null,null,0,0,0]
[null,null,null,null,null,null,null,null,null,null,null,null,null,null,null,null,null,null,null,null,null,null,null,null,null,null,0,0,0]
[null,null,null,null,null,null,null,null,null,null,null,null,null,null,null,null,null,null,null,null,null,null,null,null,null,null,0,0,0]
[null,null,null,null,null,null,null,null,null,null,null,null,null,null,null,null,null,null,null,null,null,null,null,null,null,null,0,0,0]
[null,null,null,null,null,null,null,null,null,null,null,null,null,null,null,null,null,null,null,null,null,null,null,null,null,null,0,0,0]
[null,null,null,null,null,null,null,null,null,null,null,null,null,null,null,null,null,null,null,null,null,null,null,null,null,null,0,0,0]
[null,null,null,null,null,null,null,null,null,null,null,null,null,null,null,null,null,null,null,null,null,null,null,null,null,null,0,0,0]
[null,null,null,null,null,null,null,null,null,null,null,null,null,null,null,null,null,null,null,null,null,null,null,null,null,null,0,0,8.6934000000000005]
[null,null,null,null,null,null,null,null,null,null,null,null,null,null,null,null,null,null,null,null,null,null,null,null,null,null,0,0,0]
[null,null,null,null,null,null,null,null,null,null,null,null,null,null,null,null,null,null,null,null,null,null,null,null,null,null,0,0,0]
[null,null,null,null,null,null,null,null,null,null,null,null,null,null,null,null,null,null,null,null,null,null,null,null,null,null,0,0,0]
[null,null,null,null,null,null,null,null,null,null,null,null,null,null,null,null,null,null,null,null,null,null,null,null,null,null,0,0,0]
[null,null,null,null,null,null,null,null,null,null,null,null,null,null,null,null,null,null,null,null,null,null,null,null,null,null,0,0,0]
[null,null,null,null,null,null,null,null,null,null,null,null,null,null,null,null,null,null,null,null,null,null,null,null,null,null,0,0,0]
[null,null,null,null,null,null,null,null,null,null,null,null,null,null,null,null,null,null,null,null,null,null,null,null,null,null,0,0,0]
[null,null,null,null,null,null,null,null,null,null,null,null,null,null,null,null,null,null,null,null,null,null,null,null,null,null,0,0,0]
[null,null,null,null,null,null,null,null,null,null,null,null,null,null,null,null,null,null,null,null,null,null,null,null,null,null,0,0,0]
[null,null,null,null,null,null,null,null,null,null,null,null,null,null,null,null,null,null,null,null,null,null,null,null,null,null,0,0,0]
[null,null,null,null,null,null,null,null,null,null,null,null,null,null,null,null,null,null,null,null,null,null,null,null,null,null,0,0,0]
[null,null,null,null,null,null,null,null,null,null,null,null,null,null,null,null,null,null,null,null,null,null,null,null,null,null,0,0,0]
[null,null,null,null,null,null,null,null,null,null,null,null,null,null,null,null,null,null,null,null,null,null,null,null,null,null,0,0,0]
[null,null,null,null,null,null,null,null,null,null,null,null,null,null,null,null,null,null,null,null,null,null,null,null,null,null,0,0,0]
[null,null,null,null,null,null,null,null,null,null,null,null,null,null,null,null,null,null,null,null,null,null,null,null,null,null,0,0,0]
[null,null,null,null,null,null,null,null,null,null,null,null,null,null,null,null,null,null,null,null,null,null,null,null,null,null,0,0,8]
[null,null,null,null,null,null,null,null,null,null,null,null,null,null,null,null,null,null,null,null,null,null,null,null,null,null,0,0,0]
[null,null,null,null,null,null,null,null,null,null,null,null,null,null,null,null,null,null,null,null,null,null,null,null,null,null,0,0,0]
[null,null,null,null,null,null,null,null,null,null,null,null,null,null,null,null,null,null,null,null,null,null,null,null,null,null,0,0,0]
[null,null,null,null,null,null,null,null,null,null,null,null,null,null,null,null,null,null,null,null,null,null,null,null,null,null,0,0,0]
[null,null,null,null,null,null,null,null,null,null,null,null,null,null,null,null,null,null,null,null,null,null,null,null,null,null,0,0,0]
[null,null,null,null,null,null,null,null,null,null,null,null,null,null,null,null,null,null,null,null,null,null,null,null,null,null,0,0,0]
[null,null,null,null,null,null,null,null,null,null,null,null,null,null,null,null,null,null,null,null,null,null,null,null,null,null,0,0,0]
[null,null,null,null,null,null,null,null,null,null,null,null,null,null,null,null,null,null,null,null,null,null,null,null,null,null,0,0,0]
[null,null,null,null,null,null,null,null,null,null,null,null,null,null,null,null,null,null,null,null,null,null,null,null,null,null,0,0,0]
[null,null,null,null,null,null,null,null,null,null,null,null,null,null,null,null,null,null,null,null,null,null,null,null,null,null,0,0,8]
[null,null,null,null,null,null,null,null,null,null,null,null,null,null,null,null,null,null,null,null,null,null,null,null,null,null,0,0,0]
[null,null,null,null,null,null,null,null,null,null,null,null,null,null,null,null,null,null,null,null,null,null,null,null,null,null,0,0,0]
[null,null,null,null,null,null,null,null,null,null,null,null,null,null,null,null,null,null,null,null,null,null,null,null,null,null,0,0,0]
[null,null,null,null,null,null,null,null,null,null,null,null,null,null,null,null,null,null,null,null,null,null,null,null,null,null,0,0,0]
[null,null,null,null,null,null,null,null,null,null,null,null,null,null,null,null,null,null,null,null,null,null,null,null,null,null,0,0,0]
[null,null,null,null,null,null,null,null,null,null,null,null,null,null,null,null,null,null,null,null,null,null,null,null,null,null,0,0,0]
[null,null,null,null,null,null,null,null,null,null,null,null,null,null,null,null,null,null,null,null,null,null,null,null,null,null,0,0,0]
[null,null,null,null,null,null,null,null,null,null,null,null,null,null,null,null,null,null,null,null,null,null,null,null,null,null,0,0,0]
[null,null,null,null,null,null,null,null,null,null,null,null,null,null,null,null,null,null,null,null,null,null,null,null,null,null,0,0,0]
[null,null,null,null,null,null,null,null,null,null,null,null,null,null,null,null,null,null,null,null,null,null,null,null,null,null,0,0,0]
[null,null,null,null,null,null,null,null,null,null,null,null,null,null,null,null,null,null,null,null,null,null,null,null,null,null,0,0,0]
[null,null,null,null,null,null,null,null,null,null,null,null,null,null,null,null,null,null,null,null,null,null,null,null,null,null,0,0,0]
[null,null,null,null,null,null,null,null,null,null,null,null,null,null,null,null,null,null,null,null,null,null,null,null,null,null,0,0,0]
[null,null,null,null,null,null,null,null,null,null,null,null,null,null,null,null,null,null,null,null,null,null,null,null,null,null,0,0,0]
[null,null,null,null,null,null,null,null,null,null,null,null,null,null,null,null,null,null,null,null,null,null,null,null,null,null,0,0,0]
[null,null,null,null,null,null,null,null,null,null,null,null,null,null,null,null,null,null,null,null,null,null,null,null,null,null,0,0,0]
[null,null,null,null,null,null,null,null,null,null,null,null,null,null,null,null,null,null,null,null,null,null,null,null,null,null,0,0,0]
[null,null,null,null,null,null,null,null,null,null,null,null,null,null,null,null,null,null,null,null,null,null,null,null,null,null,0,0,0]
[null,null,null,null,null,null,null,null,null,null,null,null,null,null,null,null,null,null,null,null,null,null,null,null,null,null,0,0,0]
[null,null,null,null,null,null,null,null,null,null,null,null,null,null,null,null,null,null,null,null,null,null,null,null,null,null,0,0,0]
[null,null,null,null,null,null,null,null,null,null,null,null,null,null,null,null,null,null,null,null,null,null,null,null,null,null,0,0,0]
[null,null,null,null,null,null,null,null,null,null,null,null,null,null,null,null,null,null,null,null,null,null,null,null,null,null,0,0,0]
[null,null,null,null,null,null,null,null,null,null,null,null,null,null,null,null,null,null,null,null,null,null,null,null,null,null,0,0,0]
[null,null,null,null,null,null,null,null,null,null,null,null,null,null,null,null,null,null,null,null,null,null,null,null,null,null,0,0,0]
[null,null,null,null,null,null,null,null,null,null,null,null,null,null,null,null,null,null,null,null,null,null,null,null,null,null,0,0,8]
[null,null,null,null,null,null,null,null,null,null,null,null,null,null,null,null,null,null,null,null,null,null,null,null,null,null,0,0,0]
[null,null,null,null,null,null,null,null,null,null,null,null,null,null,null,null,null,null,null,null,null,null,null,null,null,null,0,0,0]
[null,null,null,null,null,null,null,null,null,null,null,null,null,null,null,null,null,null,null,null,null,null,null,null,null,null,0,0,0]
[null,null,null,null,null,null,null,null,null,null,null,null,null,null,null,null,null,null,null,null,null,null,null,null,null,null,0,0,0]
[null,null,null,null,null,null,null,null,null,null,null,null,null,null,null,null,null,null,null,null,null,null,null,null,null,null,0,0,0]
[null,null,null,null,null,null,null,null,null,null,null,null,null,null,null,null,null,null,null,null,null,null,null,null,null,null,0,0,0]
[null,null,null,null,null,null,null,null,null,null,null,null,null,null,null,null,null,null,null,null,null,null,null,null,null,null,0,0,0]
[null,null,null,null,null,null,null,null,null,null,null,null,null,null,null,null,null,null,null,null,null,null,null,null,null,null,0,0,0]
[null,null,null,null,null,null,null,null,null,null,null,null,null,null,null,null,null,null,null,null,null,null,null,null,null,null,0,0,0]
[null,null,null,null,null,null,null,null,null,null,null,null,null,null,null,null,null,null,null,null,null,null,null,null,null,null,0,0,0]
[null,null,null,null,null,null,null,null,null,null,null,null,null,null,null,null,null,null,null,null,null,null,null,null,null,null,0,0,8]
[null,null,null,null,null,null,null,null,null,null,null,null,null,null,null,null,null,null,null,null,null,null,null,null,null,null,0,0,8]
[null,null,null,null,null,null,null,null,null,null,null,null,null,null,null,null,null,null,null,null,null,null,null,null,null,null,0,0,0]
[null,null,null,null,null,null,null,null,null,null,null,null,null,null,null,null,null,null,null,null,null,null,null,null,null,null,0,0,0]
[null,null,null,null,null,null,null,null,null,null,null,null,null,null,null,null,null,null,null,null,null,null,null,null,null,null,0,0,0]
[null,null,null,null,null,null,null,null,null,null,null,null,null,null,null,null,null,null,null,null,null,null,null,null,null,null,0,0,8]
[null,null,null,null,null,null,null,null,null,null,null,null,null,null,null,null,null,null,null,null,null,null,null,null,null,null,0,0,0]
[null,null,null,null,null,null,null,null,null,null,null,null,null,null,null,null,null,null,null,null,null,null,null,null,null,null,0,0,0]
[null,null,null,null,null,null,null,null,null,null,null,null,null,null,null,null,null,null,null,null,null,null,null,null,null,null,0,0,0]
[null,null,null,null,null,null,null,null,null,null,null,null,null,null,null,null,null,null,null,null,null,null,null,null,null,null,0,0,0]
[null,null,null,null,null,null,null,null,null,null,null,null,null,null,null,null,null,null,null,null,null,null,null,null,null,null,0,0,0]
[null,null,null,null,null,null,null,null,null,null,null,null,null,null,null,null,null,null,null,null,null,null,null,null,null,null,0,0,0]
[null,null,null,null,null,null,null,null,null,null,null,null,null,null,null,null,null,null,null,null,null,null,null,null,null,null,0,0,0]
[null,null,null,null,null,null,null,null,null,null,null,null,null,null,null,null,null,null,null,null,null,null,null,null,null,null,0,0,0]
[null,null,null,null,null,null,null,null,null,null,null,null,null,null,null,null,null,null,null,null,null,null,null,null,null,null,0,0,0]
[null,null,null,null,null,null,null,null,null,null,null,null,null,null,null,null,null,null,null,null,null,null,null,null,null,null,0,0,0]
[null,null,null,null,null,null,null,null,null,null,null,null,null,null,null,null,null,null,null,null,null,null,null,null,null,null,0,0,0]
[null,null,null,null,null,null,null,null,null,null,null,null,null,null,null,null,null,null,null,null,null,null,null,null,null,null,0,0,0]
[null,null,null,null,null,null,null,null,null,null,null,null,null,null,null,null,null,null,null,null,null,null,null,null,null,null,0,0,0]
[null,null,null,null,null,null,null,null,null,null,null,null,null,null,null,null,null,null,null,null,null,null,null,null,null,null,0,0,0]
[null,null,null,null,null,null,null,null,null,null,null,null,null,null,null,null,null,null,null,null,null,null,null,null,null,null,0,0,0]
[null,null,null,null,null,null,null,null,null,null,null,null,null,null,null,null,null,null,null,null,null,null,null,null,null,null,0,0,0]
[null,null,null,null,null,null,null,null,null,null,null,null,null,null,null,null,null,null,null,null,null,null,null,null,null,null,0,0,0]
[null,null,null,null,null,null,null,null,null,null,null,null,null,null,null,null,null,null,null,null,null,null,null,null,null,null,0,0,0]
[null,null,null,null,null,null,null,null,null,null,null,null,null,null,null,null,null,null,null,null,null,null,null,null,null,null,0,0,0]
[null,null,null,null,null,null,null,null,null,null,null,null,null,null,null,null,null,null,null,null,null,null,null,null,null,null,0,0,0]
[null,null,null,null,null,null,null,null,null,null,null,null,null,null,null,null,null,null,null,null,null,null,null,null,null,null,0,0,0]
[null,null,null,null,null,null,null,null,null,null,null,null,null,null,null,null,null,null,null,null,null,null,null,null,null,null,0,0,0]
[null,null,null,null,null,null,null,null,null,null,null,null,null,null,null,null,null,null,null,null,null,null,null,null,null,null,0,0,0]
[null,null,null,null,null,null,null,null,null,null,null,null,null,null,null,null,null,null,null,null,null,null,null,null,null,null,0,0,8.0518000000000001]
[null,null,null,null,null,null,null,null,null,null,null,null,null,null,null,null,null,null,null,null,null,null,null,null,null,null,0,0,0]
[null,null,null,null,null,null,null,null,null,null,null,null,null,null,null,null,null,null,null,null,null,null,null,null,null,null,0,0,8.0518000000000001]
[null,null,null,null,null,null,null,null,null,null,null,null,null,null,null,null,null,null,null,null,null,null,null,null,null,null,0,0,0]
[null,null,null,null,null,null,null,null,null,null,null,null,null,null,null,null,null,null,null,null,null,null,null,null,null,null,0,0,0]
[null,null,null,null,null,null,null,null,null,null,null,null,null,null,null,null,null,null,null,null,null,null,null,null,null,null,0,0,0]
[null,null,null,null,null,null,null,null,null,null,null,null,null,null,null,null,null,null,null,null,null,null,null,null,null,null,0,0,0]
[null,null,null,null,null,null,null,null,null,null,null,null,null,null,null,null,null,null,null,null,null,null,null,null,null,null,0,0,0]
[null,null,null,null,null,null,null,null,null,null,null,null,null,null,null,null,null,null,null,null,null,null,null,null,null,null,0,0,0]
[null,null,null,null,null,null,null,null,null,null,null,null,null,null,null,null,null,null,null,null,null,null,null,null,null,null,0,0,0]
[null,null,null,null,null,null,null,null,null,null,null,null,null,null,null,null,null,null,null,null,null,null,null,null,null,null,0,0,0]
[null,null,null,null,null,null,null,null,null,null,null,null,null,null,null,null,null,null,null,null,null,null,null,null,null,null,0,0,8.1578999999999997]
[null,null,null,null,null,null,null,null,null,null,null,null,null,null,null,null,null,null,null,null,null,null,null,null,null,null,0,0,0]
[null,null,null,null,null,null,null,null,null,null,null,null,null,null,null,null,null,null,null,null,null,null,null,null,null,null,0,0,0]
[null,null,null,null,null,null,null,null,null,null,null,null,null,null,null,null,null,null,null,null,null,null,null,null,null,null,0,0,0]
[null,null,null,null,null,null,null,null,null,null,null,null,null,null,null,null,null,null,null,null,null,null,null,null,null,null,0,0,0]
[null,null,null,null,null,null,null,null,null,null,null,null,null,null,null,null,null,null,null,null,null,null,null,null,null,null,0,0,8]
[null,null,null,null,null,null,null,null,null,null,null,null,null,null,null,null,null,null,null,null,null,null,null,null,null,null,0,0,8.0472999999999999]
[null,null,null,null,null,null,null,null,null,null,null,null,null,null,null,null,null,null,null,null,null,null,null,null,null,null,0,0,0]
[null,null,null,null,null,null,null,null,null,null,null,null,null,null,null,null,null,null,null,null,null,null,null,null,null,null,0,0,0]
[null,null,null,null,null,null,null,null,null,null,null,null,null,null,null,null,null,null,null,null,null,null,null,null,null,null,0,0,0]
[null,null,null,null,null,null,null,null,null,null,null,null,null,null,null,null,null,null,null,null,null,null,null,null,null,null,0,0,8.0518000000000001]
[null,null,null,null,null,null,null,null,null,null,null,null,null,null,null,null,null,null,null,null,null,null,null,null,null,null,0,0,0]
[null,null,null,null,null,null,null,null,null,null,null,null,null,null,null,null,null,null,null,null,null,null,null,null,null,null,0,0,0]
[null,null,null,null,null,null,null,null,null,null,null,null,null,null,null,null,null,null,null,null,null,null,null,null,null,null,0,0,0]
[null,null,null,null,null,null,null,null,null,null,null,null,null,null,null,null,null,null,null,null,null,null,null,null,null,null,0,0,0]
[null,null,null,null,null,null,null,null,null,null,null,null,null,null,null,null,null,null,null,null,null,null,null,null,null,null,0,0,0]
[null,null,null,null,null,null,null,null,null,null,null,null,null,null,null,null,null,null,null,null,null,null,null,null,null,null,0,0,0]
[null,null,null,null,null,null,null,null,null,null,null,null,null,null,null,null,null,null,null,null,null,null,null,null,null,null,0,0,0]
[null,null,null,null,null,null,null,null,null,null,null,null,null,null,null,null,null,null,null,null,null,null,null,null,null,null,0,0,0]
[null,null,null,null,null,null,null,null,null,null,null,null,null,null,null,null,null,null,null,null,null,null,null,null,null,null,0,0,0]
[null,null,null,null,null,null,null,null,null,null,null,null,null,null,null,null,null,null,null,null,null,null,null,null,null,null,0,0,0]
[null,null,null,null,null,null,null,null,null,null,null,null,null,null,null,null,null,null,null,null,null,null,null,null,null,null,0,0,8]
[null,null,null,null,null,null,null,null,null,null,null,null,null,null,null,null,null,null,null,null,null,null,null,null,null,null,0,0,0]
[null,null,null,null,null,null,null,null,null,null,null,null,null,null,null,null,null,null,null,null,null,null,null,null,null,null,0,0,0]
[null,null,null,null,null,null,null,null,null,null,null,null,null,null,null,null,null,null,null,null,null,null,null,null,null,null,0,0,0]
[null,null,null,null,null,null,null,null,null,null,null,null,null,null,null,null,null,null,null,null,null,null,null,null,null,null,0,0,0]
[null,null,null,null,null,null,null,null,null,null,null,null,null,null,null,null,null,null,null,null,null,null,null,null,null,null,0,0,0]
[null,null,null,null,null,null,null,null,null,null,null,null,null,null,null,null,null,null,null,null,null,null,null,null,null,null,0,0,0]
[null,null,null,null,null,null,null,null,null,null,null,null,null,null,null,null,null,null,null,null,null,null,null,null,null,null,0,0,0]
[null,null,null,null,null,null,null,null,null,null,null,null,null,null,null,null,null,null,null,null,null,null,null,null,null,null,0,0,0]
[null,null,null,null,null,null,null,null,null,null,null,null,null,null,null,null,null,null,null,null,null,null,null,null,null,null,0,0,0]
[null,null,null,null,null,null,null,null,null,null,null,null,null,null,null,null,null,null,null,null,null,null,null,null,null,null,0,0,0]
[null,null,null,null,null,null,null,null,null,null,null,null,null,null,null,null,null,null,null,null,null,null,null,null,null,null,0,0,0]
[null,null,null,null,null,null,null,null,null,null,null,null,null,null,null,null,null,null,null,null,null,null,null,null,null,null,0,0,0]
[null,null,null,null,null,null,null,null,null,null,null,null,null,null,null,null,null,null,null,null,null,null,null,null,null,null,0,0,8]
[null,null,null,null,null,null,null,null,null,null,null,null,null,null,null,null,null,null,null,null,null,null,null,null,null,null,0,0,0]
[null,null,null,null,null,null,null,null,null,null,null,null,null,null,null,null,null,null,null,null,null,null,null,null,null,null,0,0,8]
[null,null,null,null,null,null,null,null,null,null,null,null,null,null,null,null,null,null,null,null,null,null,null,null,null,null,0,0,0]
[null,null,null,null,null,null,null,null,null,null,null,null,null,null,null,null,null,null,null,null,null,null,null,null,null,null,0,0,0]
[null,null,null,null,null,null,null,null,null,null,null,null,null,null,null,null,null,null,null,null,null,null,null,null,null,null,0,0,0]
[null,null,null,null,null,null,null,null,null,null,null,null,null,null,null,null,null,null,null,null,null,null,null,null,null,null,0,0,0]
[null,null,null,null,null,null,null,null,null,null,null,null,null,null,null,null,null,null,null,null,null,null,null,null,null,null,0,0,0]
[null,null,null,null,null,null,null,null,null,null,null,null,null,null,null,null,null,null,null,null,null,null,null,null,null,null,0,0,0]
[null,null,null,null,null,null,null,null,null,null,null,null,null,null,null,null,null,null,null,null,null,null,null,null,null,null,0,0,0]
[null,null,null,null,null,null,null,null,null,null,null,null,null,null,null,null,null,null,null,null,null,null,null,null,null,null,0,0,7.5987]
[null,null,null,null,null,null,null,null,null,null,null,null,null,null,null,null,null,null,null,null,null,null,null,null,null,null,0,0,0]
[null,null,null,null,null,null,null,null,null,null,null,null,null,null,null,null,null,null,null,null,null,null,null,null,null,null,0,0,0]
[null,null,null,null,null,null,null,null,null,null,null,null,null,null,null,null,null,null,null,null,null,null,null,null,null,null,0,0,0]
[null,null,null,null,null,null,null,null,null,null,null,null,null,null,null,null,null,null,null,null,null,null,null,null,null,null,0,0,8]
[null,null,null,null,null,null,null,null,null,null,null,null,null,null,null,null,null,null,null,null,null,null,null,null,null,null,0,0,0]
[null,null,null,null,null,null,null,null,null,null,null,null,null,null,null,null,null,null,null,null,null,null,null,null,null,null,0,0,0]
[null,null,null,null,null,null,null,null,null,null,null,null,null,null,null,null,null,null,null,null,null,null,null,null,null,null,0,0,0]
[null,null,null,null,null,null,null,null,null,null,null,null,null,null,null,null,null,null,null,null,null,null,null,null,null,null,0,0,0]
[null,null,null,null,null,null,null,null,null,null,null,null,null,null,null,null,null,null,null,null,null,null,null,null,null,null,0,0,0]
[null,null,null,null,null,null,null,null,null,null,null,null,null,null,null,null,null,null,null,null,null,null,null,null,null,null,0,0,0]
[null,null,null,null,null,null,null,null,null,null,null,null,null,null,null,null,null,null,null,null,null,null,null,null,null,null,0,0,0]
[null,null,null,null,null,null,null,null,null,null,null,null,null,null,null,null,null,null,null,null,null,null,null,null,null,null,0,0,0]
[null,null,null,null,null,null,null,null,null,null,null,null,null,null,null,null,null,null,null,null,null,null,null,null,null,null,0,0,0]
[null,null,null,null,null,null,null,null,null,null,null,null,null,null,null,null,null,null,null,null,null,null,null,null,null,null,0,0,8.1]
[null,null,null,null,null,null,null,null,null,null,null,null,null,null,null,null,null,null,null,null,null,null,null,null,null,null,0,0,8.3625000000000007]
[null,null,null,null,null,null,null,null,null,null,null,null,null,null,null,null,null,null,null,null,null,null,null,null,null,null,0,0,0]
[null,null,null,null,null,null,null,null,null,null,null,null,null,null,null,null,null,null,null,null,null,null,null,null,null,null,0,0,0]
[null,null,null,null,null,null,null,null,null,null,null,null,null,null,null,null,null,null,null,null,null,null,null,null,null,null,0,0,0]
[null,null,null,null,null,null,null,null,null,null,null,null,null,null,null,null,null,null,null,null,null,null,null,null,null,null,0,0,0]
[null,null,null,null,null,null,null,null,null,null,null,null,null,null,null,null,null,null,null,null,null,null,null,null,null,null,0,0,0]
[null,null,null,null,null,null,null,null,null,null,null,null,null,null,null,null,null,null,null,null,null,null,null,null,null,null,0,0,0]
[null,null,null,null,null,null,null,null,null,null,null,null,null,null,null,null,null,null,null,null,null,null,null,null,null,null,0,0,0]
[null,null,null,null,null,null,null,null,null,null,null,null,null,null,null,null,null,null,null,null,null,null,null,null,null,null,0,0,0]
[null,null,null,null,null,null,null,null,null,null,null,null,null,null,null,null,null,null,null,null,null,null,null,null,null,null,0,0,0]
[null,null,null,null,null,null,null,null,null,null,null,null,null,null,null,null,null,null,null,null,null,null,null,null,null,null,0,0,0]
[null,null,null,null,null,null,null,null,null,null,null,null,null,null,null,null,null,null,null,null,null,null,null,null,null,null,0,0,0]
[null,null,null,null,null,null,null,null,null,null,null,null,null,null,null,null,null,null,null,null,null,null,null,null,null,null,0,0,0]
[null,null,null,null,null,null,null,null,null,null,null,null,null,null,null,null,null,null,null,null,null,null,null,null,null,null,0,0,0]
[null,null,null,null,null,null,null,null,null,null,null,null,null,null,null,null,null,null,null,null,null,null,null,null,null,null,0,0,0]
[null,null,null,null,null,null,null,null,null,null,null,null,null,null,null,null,null,null,null,null,null,null,null,null,null,null,0,0,0]
[null,null,null,null,null,null,null,null,null,null,null,null,null,null,null,null,null,null,null,null,null,null,null,null,null,null,0,0,0]
[null,null,null,null,null,null,null,null,null,null,null,null,null,null,null,null,null,null,null,null,null,null,null,null,null,null,0,0,0]
[null,null,null,null,null,null,null,null,null,null,null,null,null,null,null,null,null,null,null,null,null,null,null,null,null,null,0,0,0]
[null,null,null,null,null,null,null,null,null,null,null,null,null,null,null,null,null,null,null,null,null,null,null,null,null,null,0,0,0]
[null,null,null,null,null,null,null,null,null,null,null,null,null,null,null,null,null,null,null,null,null,null,null,null,null,null,0,0,0]
[null,null,null,null,null,null,null,null,null,null,null,null,null,null,null,null,null,null,null,null,null,null,null,null,null,null,0,0,0]
[null,null,null,null,null,null,null,null,null,null,null,null,null,null,null,null,null,null,null,null,null,null,null,null,null,null,0,0,8]
[null,null,null,null,null,null,null,null,null,null,null,null,null,null,null,null,null,null,null,null,null,null,null,null,null,null,0,0,0]
[null,null,null,null,null,null,null,null,null,null,null,null,null,null,null,null,null,null,null,null,null,null,null,null,null,null,0,0,7.9305000000000003]
[null,null,null,null,null,null,null,null,null,null,null,null,null,null,null,null,null,null,null,null,null,null,null,null,null,null,0,0,0]
[null,null,null,null,null,null,null,null,null,null,null,null,null,null,null,null,null,null,null,null,null,null,null,null,null,null,0,0,0]
[null,null,null,null,null,null,null,null,null,null,null,null,null,null,null,null,null,null,null,null,null,null,null,null,null,null,0,0,0]
[null,null,null,null,null,null,null,null,null,null,null,null,null,null,null,null,null,null,null,null,null,null,null,null,null,null,0,0,0]
[null,null,null,null,null,null,null,null,null,null,null,null,null,null,null,null,null,null,null,null,null,null,null,null,null,null,0,0,0]
[null,null,null,null,null,null,null,null,null,null,null,null,null,null,null,null,null,null,null,null,null,null,null,null,null,null,0,0,0]
[null,null,null,null,null,null,null,null,null,null,null,null,null,null,null,null,null,null,null,null,null,null,null,null,null,null,0,0,0]
[null,null,null,null,null,null,null,null,null,null,null,null,null,null,null,null,null,null,null,null,null,null,null,null,null,null,0,0,0]
[null,null,null,null,null,null,null,null,null,null,null,null,null,null,null,null,null,null,null,null,null,null,null,null,null,null,0,0,0]
[null,null,null,null,null,null,null,null,null,null,null,null,null,null,null,null,null,null,null,null,null,null,null,null,null,null,0,0,0]
[null,null,null,null,null,null,null,null,null,null,null,null,null,null,null,null,null,null,null,null,null,null,null,null,null,null,0,0,0]
[null,null,null,null,null,null,null,null,null,null,null,null,null,null,null,null,null,null,null,null,null,null,null,null,null,null,0,0,0]
[null,null,null,null,null,null,null,null,null,null,null,null,null,null,null,null,null,null,null,null,null,null,null,null,null,null,0,0,0]
[null,null,null,null,null,null,null,null,null,null,null,null,null,null,null,null,null,null,null,null,null,null,null,null,null,null,0,0,7]
[null,null,null,null,null,null,null,null,null,null,null,null,null,null,null,null,null,null,null,null,null,null,null,null,null,null,0,0,8.4507999999999992]
[null,null,null,null,null,null,null,null,null,null,null,null,null,null,null,null,null,null,null,null,null,null,null,null,null,null,0,0,0]
[null,null,null,null,null,null,null,null,null,null,null,null,null,null,null,null,null,null,null,null,null,null,null,null,null,null,0,0,8]
[null,null,null,null,null,null,null,null,null,null,null,null,null,null,null,null,null,null,null,null,null,null,null,null,null,null,0,0,0]
[null,null,null,null,null,null,null,null,null,null,null,null,null,null,null,null,null,null,null,null,null,null,null,null,null,null,0,0,0]
[null,null,null,null,null,null,null,null,null,null,null,null,null,null,null,null,null,null,null,null,null,null,null,null,null,null,0,0,0]
[null,null,null,null,null,null,null,null,null,null,null,null,null,null,null,null,null,null,null,null,null,null,null,null,null,null,0,0,0]
[null,null,null,null,null,null,null,null,null,null,null,null,null,null,null,null,null,null,null,null,null,null,null,null,null,null,0,0,0]
[null,null,null,null,null,null,null,null,null,null,null,null,null,null,null,null,null,null,null,null,null,null,null,null,null,null,0,0,0]
[null,null,null,null,null,null,null,null,null,null,null,null,null,null,null,null,null,null,null,null,null,null,null,null,null,null,0,0,0]
[null,null,null,null,null,null,null,null,null,null,null,null,null,null,null,null,null,null,null,null,null,null,null,null,null,null,0,0,0]
[null,null,null,null,null,null,null,null,null,null,null,null,null,null,null,null,null,null,null,null,null,null,null,null,null,null,0,0,0]
[null,null,null,null,null,null,null,null,null,null,null,null,null,null,null,null,null,null,null,null,null,null,null,null,null,null,0,0,0]
[null,null,null,null,null,null,null,null,null,null,null,null,null,null,null,null,null,null,null,null,null,null,null,null,null,null,0,0,0]
[null,null,null,null,null,null,null,null,null,null,null,null,null,null,null,null,null,null,null,null,null,null,null,null,null,null,0,0,8.2096]
[null,null,null,null,null,null,null,null,null,null,null,null,null,null,null,null,null,null,null,null,null,null,null,null,null,null,0,0,0]
[null,null,null,null,null,null,null,null,null,null,null,null,null,null,null,null,null,null,null,null,null,null,null,null,null,null,0,0,0]
[null,null,null,null,null,null,null,null,null,null,null,null,null,null,null,null,null,null,null,null,null,null,null,null,null,null,0,0,0]
[null,null,null,null,null,null,null,null,null,null,null,null,null,null,null,null,null,null,null,null,null,null,null,null,null,null,0,0,0]
[null,null,null,null,null,null,null,null,null,null,null,null,null,null,null,null,null,null,null,null,null,null,null,null,null,null,0,0,0]
[null,null,null,null,null,null,null,null,null,null,null,null,null,null,null,null,null,null,null,null,null,null,null,null,null,null,0,0,0]
[null,null,null,null,null,null,null,null,null,null,null,null,null,null,null,null,null,null,null,null,null,null,null,null,null,null,0,0,0]
[null,null,null,null,null,null,null,null,null,null,null,null,null,null,null,null,null,null,null,null,null,null,null,null,null,null,0,0,0]
[null,null,null,null,null,null,null,null,null,null,null,null,null,null,null,null,null,null,null,null,null,null,null,null,null,null,0,0,8.1731999999999996]
[null,null,null,null,null,null,null,null,null,null,null,null,null,null,null,null,null,null,null,null,null,null,null,null,null,null,0,0,0]
[null,null,null,null,null,null,null,null,null,null,null,null,null,null,null,null,null,null,null,null,null,null,null,null,null,null,0,0,0]
[null,null,null,null,null,null,null,null,null,null,null,null,null,null,null,null,null,null,null,null,null,null,null,null,null,null,0,0,0]
[null,null,null,null,null,null,null,null,null,null,null,null,null,null,null,null,null,null,null,null,null,null,null,null,null,null,0,0,0]
[null,null,null,null,null,null,null,null,null,null,null,null,null,null,null,null,null,null,null,null,null,null,null,null,null,null,0,0,0]
[null,null,null,null,null,null,null,null,null,null,null,null,null,null,null,null,null,null,null,null,null,null,null,null,null,null,0,0,0]
[null,null,null,null,null,null,null,null,null,null,null,null,null,null,null,null,null,null,null,null,null,null,null,null,null,null,0,0,0]
[null,null,null,null,null,null,null,null,null,null,null,null,null,null,null,null,null,null,null,null,null,null,null,null,null,null,0,0,0]
[null,null,null,null,null,null,null,null,null,null,null,null,null,null,null,null,null,null,null,null,null,null,null,null,null,null,0,0,0]
[null,null,null,null,null,null,null,null,null,null,null,null,null,null,null,null,null,null,null,null,null,null,null,null,null,null,0,0,0]
[null,null,null,null,null,null,null,null,null,null,null,null,null,null,null,null,null,null,null,null,null,null,null,null,null,null,0,0,0]
[null,null,null,null,null,null,null,null,null,null,null,null,null,null,null,null,null,null,null,null,null,null,null,null,null,null,0,0,0]
[null,null,null,null,null,null,null,null,null,null,null,null,null,null,null,null,null,null,null,null,null,null,null,null,null,null,0,0,0]
[null,null,null,null,null,null,null,null,null,null,null,null,null,null,null,null,null,null,null,null,null,null,null,null,null,null,0,0,0]
[null,null,null,null,null,null,null,null,null,null,null,null,null,null,null,null,null,null,null,null,null,null,null,null,null,null,0,0,0]
[null,null,null,null,null,null,null,null,null,null,null,null,null,null,null,null,null,null,null,null,null,null,null,null,null,null,0,0,0]
[null,null,null,null,null,null,null,null,null,null,null,null,null,null,null,null,null,null,null,null,null,null,null,null,null,null,0,0,0]
[null,null,null,null,null,null,null,null,null,null,null,null,null,null,null,null,null,null,null,null,null,null,null,null,null,null,0,0,0]
[null,null,null,null,null,null,null,null,null,null,null,null,null,null,null,null,null,null,null,null,null,null,null,null,null,null,0,0,8]
[null,null,null,null,null,null,null,null,null,null,null,null,null,null,null,null,null,null,null,null,null,null,null,null,null,null,0,0,0]
[null,null,null,null,null,null,null,null,null,null,null,null,null,null,null,null,null,null,null,null,null,null,null,null,null,null,0,0,0]
[null,null,null,null,null,null,null,null,null,null,null,null,null,null,null,null,null,null,null,null,null,null,null,null,null,null,0,0,0]
[null,null,null,null,null,null,null,null,null,null,null,null,null,null,null,null,null,null,null,null,null,null,null,null,null,null,0,0,0]
[null,null,null,null,null,null,null,null,null,null,null,null,null,null,null,null,null,null,null,null,null,null,null,null,null,null,0,0,0]
[null,null,null,null,null,null,null,null,null,null,null,null,null,null,null,null,null,null,null,null,null,null,null,null,null,null,0,0,0]
[null,null,null,null,null,null,null,null,null,null,null,null,null,null,null,null,null,null,null,null,null,null,null,null,null,null,0,0,0]
[null,null,null,null,null,null,null,null,null,null,null,null,null,null,null,null,null,null,null,null,null,null,null,null,null,null,0,0,0]
[null,null,null,null,null,null,null,null,null,null,null,null,null,null,null,null,null,null,null,null,null,null,null,null,null,null,0,0,0]
[null,null,null,null,null,null,null,null,null,null,null,null,null,null,null,null,null,null,null,null,null,null,null,null,null,null,0,0,0]
[null,null,null,null,null,null,null,null,null,null,null,null,null,null,null,null,null,null,null,null,null,null,null,null,null,null,0,0,0]
[null,null,null,null,null,null,null,null,null,null,null,null,null,null,null,null,null,null,null,null,null,null,null,null,null,null,0,0,0]
[null,null,null,null,null,null,null,null,null,null,null,null,null,null,null,null,null,null,null,null,null,null,null,null,null,null,0,0,0]
[null,null,null,null,null,null,null,null,null,null,null,null,null,null,null,null,null,null,null,null,null,null,null,null,null,null,0,0,0]
[null,null,null,null,null,null,null,null,null,null,null,null,null,null,null,null,null,null,null,null,null,null,null,null,null,null,0,0,0]
[null,null,null,null,null,null,null,null,null,null,null,null,null,null,null,null,null,null,null,null,null,null,null,null,null,null,0,0,0]
[null,null,null,null,null,null,null,null,null,null,null,null,null,null,null,null,null,null,null,null,null,null,null,null,null,null,0,0,8.2341999999999995]
[null,null,null,null,null,null,null,null,null,null,null,null,null,null,null,null,null,null,null,null,null,null,null,null,null,null,0,0,0]
[null,null,null,null,null,null,null,null,null,null,null,null,null,null,null,null,null,null,null,null,null,null,null,null,null,null,0,0,0]
[null,null,null,null,null,null,null,null,null,null,null,null,null,null,null,null,null,null,null,null,null,null,null,null,null,null,0,0,0]
[null,null,null,null,null,null,null,null,null,null,null,null,null,null,null,null,null,null,null,null,null,null,null,null,null,null,0,0,0]
[null,null,null,null,null,null,null,null,null,null,null,null,null,null,null,null,null,null,null,null,null,null,null,null,null,null,0,0,8.2341999999999995]
[null,null,null,null,null,null,null,null,null,null,null,null,null,null,null,null,null,null,null,null,null,null,null,null,null,null,0,0,0]
[null,null,null,null,null,null,null,null,null,null,null,null,null,null,null,null,null,null,null,null,null,null,null,null,null,null,0,0,0]
[null,null,null,null,null,null,null,null,null,null,null,null,null,null,null,null,null,null,null,null,null,null,null,null,null,null,0,0,0]
[null,null,null,null,null,null,null,null,null,null,null,null,null,null,null,null,null,null,null,null,null,null,null,null,null,null,0,0,0]
[null,null,null,null,null,null,null,null,null,null,null,null,null,null,null,null,null,null,null,null,null,null,null,null,null,null,0,0,0]
[null,null,null,null,null,null,null,null,null,null,null,null,null,null,null,null,null,null,null,null,null,null,null,null,null,null,0,0,8.0646000000000004]
[null,null,null,null,null,null,null,null,null,null,null,null,null,null,null,null,null,null,null,null,null,null,null,null,null,null,0,0,0]
[null,null,null,null,null,null,null,null,null,null,null,null,null,null,null,null,null,null,null,null,null,null,null,null,null,null,0,0,0]
[null,null,null,null,null,null,null,null,null,null,null,null,null,null,null,null,null,null,null,null,null,null,null,null,null,null,0,0,0]
[null,null,null,null,null,null,null,null,null,null,null,null,null,null,null,null,null,null,null,null,null,null,null,null,null,null,0,0,0]
[null,null,null,null,null,null,null,null,null,null,null,null,null,null,null,null,null,null,null,null,null,null,null,null,null,null,0,0,0]
[null,null,null,null,null,null,null,null,null,null,null,null,null,null,null,null,null,null,null,null,null,null,null,null,null,null,0,0,0]
[null,null,null,null,null,null,null,null,null,null,null,null,null,null,null,null,null,null,null,null,null,null,null,null,null,null,0,0,0]
[null,null,null,null,null,null,null,null,null,null,null,null,null,null,null,null,null,null,null,null,null,null,null,null,null,null,0,0,0]
[null,null,null,null,null,null,null,null,null,null,null,null,null,null,null,null,null,null,null,null,null,null,null,null,null,null,0,0,0]
[null,null,null,null,null,null,null,null,null,null,null,null,null,null,null,null,null,null,null,null,null,null,null,null,null,null,0,0,0]
[null,null,null,null,null,null,null,null,null,null,null,null,null,null,null,null,null,null,null,null,null,null,null,null,null,null,0,0,0]
[null,null,null,null,null,null,null,null,null,null,null,null,null,null,null,null,null,null,null,null,null,null,null,null,null,null,0,0,0]
[null,null,null,null,null,null,null,null,null,null,null,null,null,null,null,null,null,null,null,null,null,null,null,null,null,null,0,0,0]
[null,null,null,null,null,null,null,null,null,null,null,null,null,null,null,null,null,null,null,null,null,null,null,null,null,null,0,0,0]
[null,null,null,null,null,null,null,null,null,null,null,null,null,null,null,null,null,null,null,null,null,null,null,null,null,null,0,0,8.1931999999999992]
[null,null,null,null,null,null,null,null,null,null,null,null,null,null,null,null,null,null,null,null,null,null,null,null,null,null,0,0,0]
[null,null,null,null,null,null,null,null,null,null,null,null,null,null,null,null,null,null,null,null,null,null,null,null,null,null,0,0,0]
[null,null,null,null,null,null,null,null,null,null,null,null,null,null,null,null,null,null,null,null,null,null,null,null,null,null,0,0,8]
[null,null,null,null,null,null,null,null,null,null,null,null,null,null,null,null,null,null,null,null,null,null,null,null,null,null,0,0,0]
[null,null,null,null,null,null,null,null,null,null,null,null,null,null,null,null,null,null,null,null,null,null,null,null,null,null,0,0,0]
[null,null,null,null,null,null,null,null,null,null,null,null,null,null,null,null,null,null,null,null,null,null,null,null,null,null,0,0,0]
[null,null,null,null,null,null,null,null,null,null,null,null,null,null,null,null,null,null,null,null,null,null,null,null,null,null,0,0,0]
[null,null,null,null,null,null,null,null,null,null,null,null,null,null,null,null,null,null,null,null,null,null,null,null,null,null,0,0,0]
[null,null,null,null,null,null,null,null,null,null,null,null,null,null,null,null,null,null,null,null,null,null,null,null,null,null,0,0,0]
[null,null,null,null,null,null,null,null,null,null,null,null,null,null,null,null,null,null,null,null,null,null,null,null,null,null,0,0,0]
[null,null,null,null,null,null,null,null,null,null,null,null,null,null,null,null,null,null,null,null,null,null,null,null,null,null,0,0,0]
[null,null,null,null,null,null,null,null,null,null,null,null,null,null,null,null,null,null,null,null,null,null,null,null,null,null,0,0,0]
[null,null,null,null,null,null,null,null,null,null,null,null,null,null,null,null,null,null,null,null,null,null,null,null,null,null,0,0,0]
[null,null,null,null,null,null,null,null,null,null,null,null,null,null,null,null,null,null,null,null,null,null,null,null,null,null,0,0,0]
[null,0,"               ","               ",46.969900000000003,46.716999999999999,0,0,0,0,0,0,0,0,0,0,0,0,0,0,0,0,0,0,0,0,0,0,0]
[null,0,"               ","               ",42.1648,41.907299999999999,0,0,0,0,0,0,0,0,0,0,0,0,0,0,0,0,0,0,0,0,0,0,0]
[null,0,"               ","               ",41.907299999999999,41.649799999999999,0,0,0,0,0,0,0,0,0,0,0,0,0,0,0,0,0,0,0,0,0,0,0]
[null,0,"               ","               ",38.095500000000001,37.842599999999997,0,0,0,0,0,0,0,0,0,0,0,0,0,0,0,0,0,0,0,0,0,0,0]
[null,0,"               ","               ",33.308100000000003,33.064,0,0,0,0,0,0,0,0,0,0,0,0,0,0,0,0,0,0,0,0,0,0,0]
[null,0,"               ","               ",29.619399999999999,29.372800000000002,0,0,0,0,0,0,0,0,0,0,0,0,0,0,0,0,0,0,0,0,0,0,0]
[null,0,"               ","               ",24.912600000000001,24.655200000000001,0,0,0,0,0,0,0,0,0,0,0,0,0,0,0,0,0,0,0,0,0,0,0]
[null,0,"               ","               ",21.100300000000001,20.849900000000002,0,0,0,0,0,0,0,0,0,0,0,0,0,0,0,0,0,0,0,0,0,0,0]
[null,0,"               ","               ",20.849900000000002,20.599599999999999,0,0,0,0,0,0,0,0,0,0,0,0,0,0,0,0,0,0,0,0,0,0,0]
[null,0,"               ","               ",16.147099999999998,15.892300000000001,0,0,0,0,0,0,0,0,0,0,0,0,0,0,0,0,0,0,0,0,0,0,0]
[null,0,"  Dayton impoun","               ",12.457800000000001,12.2134,0,0,0,0,0,0,0,0,0,0,0,0,0,0,0,0,0,0,0,0,0,0,0]
[null,0,"               ","               ",8.1441999999999997,7.8974000000000002,0,0,0,0,0,0,0,0,0,0,0,0,0,0,0,0,0,0,0,0,0,0,0]
[null,0,"               ","               ",3.9487000000000001,3.7019000000000002,0,0,0,0,0,0,0,0,0,0,0,0,0,0,0,0,0,0,0,0,0,0,0]
[null,0,"               ","               ",0.24679999999999999,0,0,0,0,0,0,0,0,0,0,0,0,0,0,0,0,0,0,0,0,0,0,0,0]
[null,0,"Mainstem headwa","               ",156.4444,156.19489999999999,0,0,0,0,0,0,0,0,0,0,0,0,0,0,0,0,0,0,0,0,0,0,0]
[null,0,"               ","               ",152.7457,152.49950000000001,0,0,0,0,0,0,0,0,0,0,0,0,0,0,0,0,0,0,0,0,0,0,0]
[null,0,"               ","               ",149.02529999999999,148.816,0,1.2999999999999999E-3,26,1050,5.6,11,0,15.729699999999999,1078.4000000000001,110,750,0,0,0,21.6,0,0,0,350,150,0,0,8.1999999999999993]
[null,0,"               ","               ",144.4708,144.18109999999999,0,4.0000000000000001E-3,26,1050,5.6,11,0,15.729699999999999,1078.4000000000001,110,750,0,0,0,21.6,0,0,0,350,150,0,0,8.1999999999999993]
[null,0,"               ","               ",140.64359999999999,140.3938,0,0,0,0,0,0,0,0,0,0,0,0,0,0,0,0,0,0,0,0,0,0,0]
[null,0,"               ","               ",139.39449999999999,139.1446,0,0,0,0,0,0,0,0,0,0,0,0,0,0,0,0,0,0,0,0,0,0,0]
[null,0,"  Algonquin imp","               ",135.52019999999999,135.26929999999999,0,0,0,0,0,0,0,0,0,0,0,0,0,0,0,0,0,0,0,0,0,0,0]
[null,0,"  Algonquin imp","               ",131.75559999999999,131.50470000000001,0,0,0,0,0,0,0,0,0,0,0,0,0,0,0,0,0,0,0,0,0,0,0]
[null,0,"               ","               ",127.0204,126.7655,0,0,0,0,0,0,0,0,0,0,0,0,0,0,0,0,0,0,0,0,0,0,0]
[null,0,"               ","               ",123.2805,123.03619999999999,0,0.1109,22.588899999999999,1475,25,8.6,0,54.941899999999997,773.5,1495,6653.3333000000002,0,0,0,0,0,0,0,100,100,0,0,8]
[null,0,"               ","               ",122.05929999999999,121.815,0,0,0,0,0,0,0,0,0,0,0,0,0,0,0,0,0,0,0,0,0,0,0]
[null,0,"               ","               ",118.3944,118.15,0,0,0,0,0,0,0,0,0,0,0,0,0,0,0,0,0,0,0,0,0,0,0]
[null,0,"  Elgin impound","               ",114.7093,114.46169999999999,0,0,0,0,0,0,0,0,0,0,0,0,0,0,0,0,0,0,0,0,0,0,0]
[null,0,"  South Elgin i","               ",109.9736,109.7238,0,0,0,0,0,0,0,0,0,0,0,0,0,0,0,0,0,0,0,0,0,0,0]
[null,0,"               ","               ",106.3079,106.0558,0,0,0,0,0,0,0,0,0,0,0,0,0,0,0,0,0,0,0,0,0,0,0]
[null,0,"               ","               ",102.5635,102.3257,0,0,0,0,0,0,0,0,0,0,0,0,0,0,0,0,0,0,0,0,0,0,0]
[null,0,"               ","               ",101.37439999999999,101.1365,0,0,0,0,0,0,0,0,0,0,0,0,0,0,0,0,0,0,0,0,0,0,0]
[null,0,"  St Charles im","               ",97.747,97.485100000000003,0,0,0,0,0,0,0,0,0,0,0,0,0,0,0,0,0,0,0,0,0,0,0]
[null,0,"  Geneva impoun","               ",94.224900000000005,93.965199999999996,0,0,0,0,0,0,0,0,0,0,0,0,0,0,0,0,0,0,0,0,0,0,0]
[null,0,"               ","               ",89.129499999999993,88.859899999999996,0,0,0,0,0,0,0,0,0,0,0,0,0,0,0,0,0,0,0,0,0,0,0]
[null,0,"  North Aurora ","               ",85.295199999999994,85.041300000000007,0,5.7000000000000002E-3,26.545000000000002,1183,6,7.89,0,24.836400000000001,1064.8,200,711.5,0,0,0,25.2,0,0,0,290,150,0,0,8.24]
[null,0,"  North Aurora ","               ",84.025499999999994,83.771500000000003,0,0,0,0,0,0,0,0,0,0,0,0,0,0,0,0,0,0,0,0,0,0,0]
[null,0,"               ","               ",80.300200000000004,80.044700000000006,0,1E-4,18.588899999999999,1475,0,8,0,0,0,0,0,0,0,0,0,0,0,0,100,0,0,0,7]
[null,0,"               ","               ",76.926599999999993,76.665099999999995,0,0,0,0,0,0,0,0,0,0,0,0,0,0,0,0,0,0,0,0,0,0,0]
[null,0,"               ","               ",72.294499999999999,72.039100000000005,0,0,0,0,0,0,0,0,0,0,0,0,0,0,0,0,0,0,0,0,0,0,0]
[null,0,"               ","               ",68.4726,68.226100000000002,0,0,0,0,0,0,0,0,0,0,0,0,0,0,0,0,0,0,0,0,0,0,0]
[null,0,"               ","               ",67.240399999999994,66.994,0,0,0,0,0,0,0,0,0,0,0,0,0,0,0,0,0,0,0,0,0,0,0]
[null,0,"               ","               ",63.543900000000001,63.297499999999999,0,0,0,0,0,0,0,0,0,0,0,0,0,0,0,0,0,0,0,0,0,0,0]
[null,0,"  Yorkville imp","               ",59.943800000000003,59.692300000000003,0,0,0,0,0,0,0,0,0,0,0,0,0,0,0,0,0,0,0,0,0,0,0]
[null,0,"               ","               ",55.345300000000002,55.101900000000001,0,0,0,0,0,0,0,0,0,0,0,0,0,0,0,0,0,0,0,0,0,0,0]
[null,0,"               ","               ",51.633099999999999,51.381,0,0,0,0,0,0,0,0,0,0,0,0,0,0,0,0,0,0,0,0,0,0,0]
[null,0,"               ","               ",46.969900000000003,46.716999999999999,0,0,0,0,0,0,0,0,0,0,0,0,0,0,0,0,0,0,0,0,0,0,0]
[null,0,"               ","               ",46.716999999999999,46.464100000000002,0,0,0,0,0,0,0,0,0,0,0,0,0,0,0,0,0,0,0,0,0,0,0]
[null,0,"               ","               ",42.923499999999997,42.6706,0,0,0,0,0,0,0,0,0,0,0,0,0,0,0,0,0,0,0,0,0,0,0]
[null,0,"               ","               ",38.095500000000001,37.842599999999997,0,0,0,0,0,0,0,0,0,0,0,0,0,0,0,0,0,0,0,0,0,0,0]
[null,0,"               ","               ",34.302,34.049100000000003,0,0,0,0,0,0,0,0,0,0,0,0,0,0,0,0,0,0,0,0,0,0,0]
[null,0,"               ","               ",30.605699999999999,30.359100000000002,0,1.61E-2,22.588899999999999,1475,30,6,0,68.739900000000006,3950,995,5000,0,0,0,0,0,0,0,100,100,0,0,8]
[null,0,"               ","               ",25.9208,25.674199999999999,0,0,0,0,0,0,0,0,0,0,0,0,0,0,0,0,0,0,0,0,0,0,0]
[null,0,"               ","               ",25.674199999999999,25.427600000000002,0,0,0,0,0,0,0,0,0,0,0,0,0,0,0,0,0,0,0,0,0,0,0]
[null,0,"               ","               ",20.849900000000002,20.599599999999999,0,0,0,0,0,0,0,0,0,0,0,0,0,0,0,0,0,0,0,0,0,0,0]
[null,0,"               ","               ",15.892300000000001,15.637499999999999,0,0,0,0,0,0,0,0,0,0,0,0,0,0,0,0,0,0,0,0,0,0,0]
[null,0,"  Dayton impoun","               ",13.190799999999999,12.946400000000001,0,0,0,0,0,0,0,0,0,0,0,0,0,0,0,0,0,0,0,0,0,0,0]
[null,0,"               ","               ",8.6378000000000004,8.391,0,0,0,0,0,0,0,0,0,0,0,0,0,0,0,0,0,0,0,0,0,0,0]
[null,0,"               ","               ",4.9359000000000002,4.6890999999999998,0,0,0,0,0,0,0,0,0,0,0,0,0,0,0,0,0,0,0,0,0,0,0]
[null,0,"               ","               ",4.6890999999999998,4.4423000000000004,0,0,0,0,0,0,0,0,0,0,0,0,0,0,0,0,0,0,0,0,0,0,0]
["2012-06-27T17:00:00",0,"Mainstem headwa","               ",157.44229999999999,157.19280000000001,0,0,0,0,0,0,0,0,0,0,0,0,0,0,0,0,0,0,0,0,0,0,0]
[null,0,"               ","               ",153.7302,153.48410000000001,0,0,0,0,0,0,0,0,0,0,0,0,0,0,0,0,0,0,0,0,0,0,0]
[null,0,"               ","               ",149.02529999999999,148.816,0,1.2999999999999999E-3,25.863700000000001,1048.2963,5.5796000000000001,10.8978,0,15.569800000000001,1074.9926,108.9778,741.48149999999998,0,0,0,21.6,0,0,0,348.9778,150,0,0,8.1931999999999992]
[null,0,"               ","               ",145.44399999999999,145.20070000000001,0,6.13E-2,20.1568,1487.059,12,8.4332999999999991,0,27.4666,455.06810000000002,1097.4118000000001,23433.333299999998,0,0,0,0,0,0,0,100,100,0,0,8]
[null,0,"               ","               ",141.643,141.3931,0,0,0,0,0,0,0,0,0,0,0,0,0,0,0,0,0,0,0,0,0,0,0]
[null,0,"               ","               ",140.3938,140.14400000000001,0,0,0,0,0,0,0,0,0,0,0,0,0,0,0,0,0,0,0,0,0,0,0]
[null,0,"  Algonquin imp","               ",136.5241,136.2731,0,0,0,0,0,0,0,0,0,0,0,0,0,0,0,0,0,0,0,0,0,0,0]
[null,0,"  Algonquin imp","               ",131.75559999999999,131.50470000000001,0,0,0,0,0,0,0,0,0,0,0,0,0,0,0,0,0,0,0,0,0,0,0]
[null,0,"               ","               ",128.0403,127.78530000000001,0,0,0,0,0,0,0,0,0,0,0,0,0,0,0,0,0,0,0,0,0,0,0]
[null,0,"               ","               ",124.25749999999999,124.0132,0,0,0,0,0,0,0,0,0,0,0,0,0,0,0,0,0,0,0,0,0,0,0]
[null,0,"               ","               ",123.03619999999999,122.792,0,0,0,0,0,0,0,0,0,0,0,0,0,0,0,0,0,0,0,0,0,0,0]
[null,0,"               ","               ",119.3721,119.1277,0,0,0,0,0,0,0,0,0,0,0,0,0,0,0,0,0,0,0,0,0,0,0]
[null,0,"  Elgin impound","               ",115.6995,115.452,0,0,0,0,0,0,0,0,0,0,0,0,0,0,0,0,0,0,0,0,0,0,0]
[null,0,"               ","               ",110.973,110.7229,0,0,0,0,0,0,0,0,0,0,0,0,0,0,0,0,0,0,0,0,0,0,0]
[null,0,"               ","               ",107.3164,107.0643,0,0,0,0,0,0,0,0,0,0,0,0,0,0,0,0,0,0,0,0,0,0,0]
[null,0,"               ","               ",106.0558,105.80629999999999,0,4.2500000000000003E-2,27.178000000000001,1237.1822,1.9659,10.292,0,4.0923999999999996,905.82219999999995,359.09629999999999,1902.3716999999999,0,0,0,36,0,0,0,459.71850000000001,150,0,0,8.2887000000000004]
[null,0,"               ","               ",102.3257,102.0878,0,0,0,0,0,0,0,0,0,0,0,0,0,0,0,0,0,0,0,0,0,0,0]
[null,0,"               ","               ",98.7333,98.491900000000001,0,0,0,0,0,0,0,0,0,0,0,0,0,0,0,0,0,0,0,0,0,0,0]
[null,0,"  Geneva impoun","               ",93.705500000000001,93.445899999999995,0,0,0,0,0,0,0,0,0,0,0,0,0,0,0,0,0,0,0,0,0,0,0]
[null,0,"  North Batavia","               ",90.052199999999999,89.800600000000003,0,0,0,0,0,0,0,0,0,0,0,0,0,0,0,0,0,0,0,0,0,0,0]
[null,0,"               ","               ",88.859899999999996,88.590400000000002,0,0,0,0,0,0,0,0,0,0,0,0,0,0,0,0,0,0,0,0,0,0,0]
[null,0,"  North Aurora ","               ",85.041300000000007,84.787300000000002,0,0,0,0,0,0,0,0,0,0,0,0,0,0,0,0,0,0,0,0,0,0,0]
[null,0,"               ","               ",81.322199999999995,81.066699999999997,0,1E-4,18.6568,1487.059,0,8,0,0,0,0,0,0,0,0,0,0,0,0,100,0,0,0,7]
[null,0,"               ","               ",76.926599999999993,76.665099999999995,0,0,0,0,0,0,0,0,0,0,0,0,0,0,0,0,0,0,0,0,0,0,0]
[null,0,"               ","               ",73.316100000000006,73.060699999999997,0,0,0,0,0,0,0,0,0,0,0,0,0,0,0,0,0,0,0,0,0,0,0]
[null,0,"               ","               ",69.485200000000006,69.229799999999997,0,0,0,0,0,0,0,0,0,0,0,0,0,0,0,0,0,0,0,0,0,0,0]
[null,0,"               ","               ",68.226100000000002,67.979699999999994,0,0,0,0,0,0,0,0,0,0,0,0,0,0,0,0,0,0,0,0,0,0,0]
[null,0,"               ","               ",64.529700000000005,64.283199999999994,0,0,0,0,0,0,0,0,0,0,0,0,0,0,0,0,0,0,0,0,0,0,0]
[null,0,"  Yorkville imp","               ",59.943800000000003,59.692300000000003,0,0,0,0,0,0,0,0,0,0,0,0,0,0,0,0,0,0,0,0,0,0,0]
[null,0,"               ","               ",56.319000000000003,56.075600000000001,0,0,0,0,0,0,0,0,0,0,0,0,0,0,0,0,0,0,0,0,0,0,0]
[null,0,"               ","               ",52.641599999999997,52.389499999999998,0,0,0,0,0,0,0,0,0,0,0,0,0,0,0,0,0,0,0,0,0,0,0]
[null,0,"               ","               ",51.381,51.128900000000002,0,0,0,0,0,0,0,0,0,0,0,0,0,0,0,0,0,0,0,0,0,0,0]
[null,0,"               ","               ",47.715400000000002,47.4756,0,0,0,0,0,0,0,0,0,0,0,0,0,0,0,0,0,0,0,0,0,0,0]
[null,0,"               ","               ",43.935099999999998,43.682200000000002,0,0,0,0,0,0,0,0,0,0,0,0,0,0,0,0,0,0,0,0,0,0,0]
[null,0,"               ","               ",39.107100000000003,38.854199999999999,0,0,0,0,0,0,0,0,0,0,0,0,0,0,0,0,0,0,0,0,0,0,0]
[null,0,"               ","               ",35.313600000000001,35.060699999999997,0,0,0,0,0,0,0,0,0,0,0,0,0,0,0,0,0,0,0,0,0,0,0]
[null,0,"               ","               ",30.605699999999999,30.359100000000002,0,1.61E-2,22.6568,1487.059,30,6,0,68.860500000000002,3974.1181000000001,997.41179999999997,5000,0,0,0,0,0,0,0,100,100,0,0,8]
[null,0,"               ","               ",30.359100000000002,30.1126,0,0,0,0,0,0,0,0,0,0,0,0,0,0,0,0,0,0,0,0,0,0,0]
[null,0,"               ","               ",26.660499999999999,26.413900000000002,0,0,0,0,0,0,0,0,0,0,0,0,0,0,0,0,0,0,0,0,0,0,0]
[null,0,"               ","               ",20.1067,19.860299999999999,0,0,0,0,0,0,0,0,0,0,0,0,0,0,0,0,0,0,0,0,0,0,0]
[null,0,"               ","               ",17.8889,17.642399999999999,0,0,0,0,0,0,0,0,0,0,0,0,0,0,0,0,0,0,0,0,0,0,0]
[null,0,"  Dayton impoun","               ",13.190799999999999,12.946400000000001,0,0,0,0,0,0,0,0,0,0,0,0,0,0,0,0,0,0,0,0,0,0,0]
[null,0,"  Dayton impoun","               ",9.5258000000000003,9.2813999999999997,0,0,0,0,0,0,0,0,0,0,0,0,0,0,0,0,0,0,0,0,0,0,0]
[null,0,"Dayton dam     ","Dayton dam     ",9.2813999999999997,9.1313999999999993,0,0,0,0,0,0,0,0,0,0,0,0,0,0,0,0,0,0,0,0,0,0,0]
[null,0,"               ","               ",4.6890999999999998,4.4423000000000004,0,0,0,0,0,0,0,0,0,0,0,0,0,0,0,0,0,0,0,0,0,0,0]
[null,0,"               ","               ",0.98719999999999997,0.74039999999999995,0,0,0,0,0,0,0,0,0,0,0,0,0,0,0,0,0,0,0,0,0,0,0]
[null,0,"               ","               ",154.7148,154.46860000000001,0,0,0,0,0,0,0,0,0,0,0,0,0,0,0,0,0,0,0,0,0,0,0]
[null,0,"               ","               ",150.02010000000001,149.7714,0,0,0,0,0,0,0,0,0,0,0,0,0,0,0,0,0,0,0,0,0,0,0]
[null,0,"               ","               ",146.41720000000001,146.1739,0,0,0,0,0,0,0,0,0,0,0,0,0,0,0,0,0,0,0,0,0,0,0]
[null,0,"               ","               ",145.20070000000001,144.95740000000001,0,0,0,0,0,0,0,0,0,0,0,0,0,0,0,0,0,0,0,0,0,0,0]
[null,0,"               ","               ",141.3931,141.14330000000001,0,0,0,0,0,0,0,0,0,0,0,0,0,0,0,0,0,0,0,0,0,0,0]
[null,0,"               ","               ",137.5506,137.27699999999999,0,4.1599999999999998E-2,22.68,1500,25,6,0,55.191899999999997,4000,4800,5000,0,0,0,0,0,0,0,100,100,0,0,8]
[null,0,"  Algonquin imp","               ",132.7595,132.5086,0,0,0,0,0,0,0,0,0,0,0,0,0,0,0,0,0,0,0,0,0,0,0]
[null,0,"               ","               ",129.06010000000001,128.80510000000001,0,0,0,0,0,0,0,0,0,0,0,0,0,0,0,0,0,0,0,0,0,0,0]
[null,0,"               ","               ",127.78530000000001,127.5303,0,0,0,0,0,0,0,0,0,0,0,0,0,0,0,0,0,0,0,0,0,0,0]
[null,0,"               ","               ",124.0132,123.76900000000001,0,0,0,0,0,0,0,0,0,0,0,0,0,0,0,0,0,0,0,0,0,0,0]
[null,0,"               ","               ",120.3496,120.1053,0,0,0,0,0,0,0,0,0,0,0,0,0,0,0,0,0,0,0,0,0,0,0]
[null,0,"  Elgin impound","               ",115.6995,115.452,0,0,0,0,0,0,0,0,0,0,0,0,0,0,0,0,0,0,0,0,0,0,0]
[null,0,"               ","               ",111.9738,111.7236,0,0,0,0,0,0,0,0,0,0,0,0,0,0,0,0,0,0,0,0,0,0,0]
[null,0,"               ","               ",108.3249,108.0728,0,0,0,0,0,0,0,0,0,0,0,0,0,0,0,0,0,0,0,0,0,0,0]
[null,0,"               ","               ",106.3079,106.0558,0,0,0,0,0,0,0,0,0,0,0,0,0,0,0,0,0,0,0,0,0,0,0]
[null,0,"               ","               ",103.0624,102.8129,0,0,0,0,0,0,0,0,0,0,0,0,0,0,0,0,0,0,0,0,0,0,0]
[null,0,"               ","               ",98.491900000000001,98.250500000000002,0,0,0,0,0,0,0,0,0,0,0,0,0,0,0,0,0,0,0,0,0,0,0]
[null,0,"               ","               ",94.742099999999994,94.4846,0,0,0,0,0,0,0,0,0,0,0,0,0,0,0,0,0,0,0,0,0,0,0]
[null,0,"  North Batavia","               ",91.058400000000006,90.806799999999996,0,0,0,0,0,0,0,0,0,0,0,0,0,0,0,0,0,0,0,0,0,0,0]
[null,0,"  North Batavia","               ",89.800600000000003,89.549099999999996,0,0,0,0,0,0,0,0,0,0,0,0,0,0,0,0,0,0,0,0,0,0,0]
[null,0,"               ","               ",86.067700000000002,85.810199999999995,0,0,0,0,0,0,0,0,0,0,0,0,0,0,0,0,0,0,0,0,0,0,0]
[null,0,"               ","               ",82.344099999999997,82.0886,0,0,0,0,0,0,0,0,0,0,0,0,0,0,0,0,0,0,0,0,0,0,0]
[null,0,"               ","               ",77.763499999999993,77.522099999999995,0,0,0,0,0,0,0,0,0,0,0,0,0,0,0,0,0,0,0,0,0,0,0]
[null,0,"               ","               ",74.337699999999998,74.082300000000004,0,0,0,0,0,0,0,0,0,0,0,0,0,0,0,0,0,0,0,0,0,0,0]
[null,0,"               ","               ",73.060699999999997,72.805300000000003,0,0,0,0,0,0,0,0,0,0,0,0,0,0,0,0,0,0,0,0,0,0,0]
[null,0,"               ","               ",69.229799999999997,68.974400000000003,0,0,0,0,0,0,0,0,0,0,0,0,0,0,0,0,0,0,0,0,0,0,0]
[null,0,"               ","               ",65.5154,65.269000000000005,0,0,0,0,0,0,0,0,0,0,0,0,0,0,0,0,0,0,0,0,0,0,0]
[null,0,"               ","               ",60.833199999999998,60.640099999999997,0,8.5000000000000006E-3,25.464099999999998,1043.3013000000001,5.5195999999999996,10.598100000000001,0,15.1012,1065.0025000000001,105.9808,716.50639999999999,0,0,0,21.6,0,0,0,345.98079999999999,150,0,0,8.1731999999999996]
[null,0,"               ","               ",57.2926,57.049199999999999,0,7.3599999999999999E-2,27.5901,952.01189999999997,18.629200000000001,9.1114999999999995,0,3.9544999999999999,891.58889999999997,144.95189999999999,668.18880000000001,0,0,0,11.52,0,0,0,322.99040000000002,150,0,0,8.4375]
[null,0,"               ","               ",56.075600000000001,55.8322,0,0,0,0,0,0,0,0,0,0,0,0,0,0,0,0,0,0,0,0,0,0,0]
[null,0,"               ","               ",52.389499999999998,52.1374,0,0,0,0,0,0,0,0,0,0,0,0,0,0,0,0,0,0,0,0,0,0,0]
[null,0,"               ","               ",48.674599999999998,48.434800000000003,0,0,0,0,0,0,0,0,0,0,0,0,0,0,0,0,0,0,0,0,0,0,0]
[null,0,"               ","               ",43.935099999999998,43.682200000000002,0,0,0,0,0,0,0,0,0,0,0,0,0,0,0,0,0,0,0,0,0,0,0]
[null,0,"               ","               ",40.118600000000001,39.865699999999997,0,0,0,0,0,0,0,0,0,0,0,0,0,0,0,0,0,0,0,0,0,0,0]
[null,0,"               ","               ",36.325200000000002,36.072299999999998,0,0,0,0,0,0,0,0,0,0,0,0,0,0,0,0,0,0,0,0,0,0,0]
[null,0,"               ","               ",35.060699999999997,34.8078,0,0,0,0,0,0,0,0,0,0,0,0,0,0,0,0,0,0,0,0,0,0,0]
[null,0,"               ","               ",28.14,27.8934,0,0,0,0,0,0,0,0,0,0,0,0,0,0,0,0,0,0,0,0,0,0,0]
[null,0,"               ","               ",26.413900000000002,26.167400000000001,0,0,0,0,0,0,0,0,0,0,0,0,0,0,0,0,0,0,0,0,0,0,0]
[null,0,"               ","               ",22.6023,22.352,0,0,0,0,0,0,0,0,0,0,0,0,0,0,0,0,0,0,0,0,0,0,0]
[null,0,"               ","               ",18.874600000000001,18.6282,0,0,0,0,0,0,0,0,0,0,0,0,0,0,0,0,0,0,0,0,0,0,0]
[null,0,"               ","               ",14.1622,13.9208,0,0,0,0,0,0,0,0,0,0,0,0,0,0,0,0,0,0,0,0,0,0,0]
[null,0,"               ","               ",13.9208,13.679399999999999,0,0,0,0,0,0,0,0,0,0,0,0,0,0,0,0,0,0,0,0,0,0,0]
[null,0,"  Dayton impoun","               ",10.258800000000001,10.0144,0,0,0,0,0,0,0,0,0,0,0,0,0,0,0,0,0,0,0,0,0,0,0]
[null,0,"               ","               ",5.6763000000000003,5.4295,0,0,0,0,0,0,0,0,0,0,0,0,0,0,0,0,0,0,0,0,0,0,0]
[null,0,"               ","               ",1.9743999999999999,1.7276,0,0,0,0,0,0,0,0,0,0,0,0,0,0,0,0,0,0,0,0,0,0,0]
[null,0,"               ","               ",154.7148,154.46860000000001,0,0,0,0,0,0,0,0,0,0,0,0,0,0,0,0,0,0,0,0,0,0,0]
[null,0,"               ","               ",151.01499999999999,150.7663,0,0,0,0,0,0,0,0,0,0,0,0,0,0,0,0,0,0,0,0,0,0,0]
[null,0,"               ","               ",150.7663,150.51759999999999,0,0,0,0,0,0,0,0,0,0,0,0,0,0,0,0,0,0,0,0,0,0,0]
[null,0,"               ","               ",146.1739,145.9306,0,0,0,0,0,0,0,0,0,0,0,0,0,0,0,0,0,0,0,0,0,0,0]
[null,0,"               ","               ",142.39250000000001,142.14259999999999,0,0,0,0,0,0,0,0,0,0,0,0,0,0,0,0,0,0,0,0,0,0,0]
[null,0,"               ","               ",137.5506,137.27699999999999,0,4.1599999999999998E-2,22.6568,1512.941,25,6,0,55.321300000000001,4025.8818999999999,4802.5882000000001,5000,0,0,0,0,0,0,0,100,100,0,0,8]
[null,0,"  Algonquin imp","               ",133.76339999999999,133.51240000000001,0,0,0,0,0,0,0,0,0,0,0,0,0,0,0,0,0,0,0,0,0,0,0]
[null,0,"               ","               ",130.07990000000001,129.82490000000001,0,0.12859999999999999,22.6846,1512.941,25.127700000000001,7.0449999999999999,0,55.673900000000003,2024.8388,1464.2651000000001,4274.5929999999998,0,0,0,0,0,0,0,100,97.445099999999996,0,0,7.9313000000000002]
[null,0,"               ","               ",128.80510000000001,128.55019999999999,0,0,0,0,0,0,0,0,0,0,0,0,0,0,0,0,0,0,0,0,0,0,0]
[null,0,"  Carpentersvil","               ",124.9332,124.6703,0,0,0,0,0,0,0,0,0,0,0,0,0,0,0,0,0,0,0,0,0,0,0]
[null,0,"               ","               ",121.3266,121.0823,0,0,0,0,0,0,0,0,0,0,0,0,0,0,0,0,0,0,0,0,0,0,0]
[null,0,"               ","               ",116.6835,116.4391,0,0,0,0,0,0,0,0,0,0,0,0,0,0,0,0,0,0,0,0,0,0,0]
[null,0,"               ","               ",112.97450000000001,112.7243,0,0,0,0,0,0,0,0,0,0,0,0,0,0,0,0,0,0,0,0,0,0,0]
[null,0,"  South Elgin i","               ",110.4731,110.22329999999999,0,0,0,0,0,0,0,0,0,0,0,0,0,0,0,0,0,0,0,0,0,0,0]
[null,0,"               ","               ",107.8207,107.5686,0,0,0,0,0,0,0,0,0,0,0,0,0,0,0,0,0,0,0,0,0,0,0]
[null,0,"               ","               ",104.06019999999999,103.8107,0,0,0,0,0,0,0,0,0,0,0,0,0,0,0,0,0,0,0,0,0,0,0]
[null,0,"               ","               ",99.457499999999996,99.216099999999997,0,0,0,0,0,0,0,0,0,0,0,0,0,0,0,0,0,0,0,0,0,0,0]
[null,0,"               ","               ",95.772099999999995,95.514600000000002,0,0,0,0,0,0,0,0,0,0,0,0,0,0,0,0,0,0,0,0,0,0,0]
[null,0,"  Geneva impoun","               ",94.4846,94.224900000000005,0,0,0,0,0,0,0,0,0,0,0,0,0,0,0,0,0,0,0,0,0,0,0]
[null,0,"  North Batavia","               ",90.806799999999996,90.555300000000003,0,0,0,0,0,0,0,0,0,0,0,0,0,0,0,0,0,0,0,0,0,0,0]
[null,0,"               ","               ",87.097700000000003,86.840199999999996,0,0,0,0,0,0,0,0,0,0,0,0,0,0,0,0,0,0,0,0,0,0,0]
[null,0,"               ","               ",82.344099999999997,82.0886,0,0,0,0,0,0,0,0,0,0,0,0,0,0,0,0,0,0,0,0,0,0,0]
[null,0,"  Aurora (Stolp","               ",78.621799999999993,78.3857,0,0,0,0,0,0,0,0,0,0,0,0,0,0,0,0,0,0,0,0,0,0,0]
[null,0,"  Montgomery im","               ",75.198099999999997,74.970600000000005,0,0,0,0,0,0,0,0,0,0,0,0,0,0,0,0,0,0,0,0,0,0,0]
[null,0,"               ","               ",74.082300000000004,73.826899999999995,0,0,0,0,0,0,0,0,0,0,0,0,0,0,0,0,0,0,0,0,0,0,0]
[null,0,"               ","               ",70.251400000000004,69.995999999999995,0,0,0,0,0,0,0,0,0,0,0,0,0,0,0,0,0,0,0,0,0,0,0]
[null,0,"               ","               ",65.5154,65.269000000000005,0,0,0,0,0,0,0,0,0,0,0,0,0,0,0,0,0,0,0,0,0,0,0]
[null,0,"               ","               ",61.818899999999999,61.572499999999998,0,0,0,0,0,0,0,0,0,0,0,0,0,0,0,0,0,0,0,0,0,0,0]
[null,0,"Yorkville dam  ","Yorkville dam  ",58.182899999999997,58.032899999999998,0,0,0,0,0,0,0,0,0,0,0,0,0,0,0,0,0,0,0,0,0,0,0]
[null,0,"               ","               ",57.049199999999999,56.805799999999998,0,0,0,0,0,0,0,0,0,0,0,0,0,0,0,0,0,0,0,0,0,0,0]
[null,0,"               ","               ",53.398000000000003,53.145899999999997,0,0,0,0,0,0,0,0,0,0,0,0,0,0,0,0,0,0,0,0,0,0,0]
[null,0,"               ","               ",49.633800000000001,49.393999999999998,0,0,0,0,0,0,0,0,0,0,0,0,0,0,0,0,0,0,0,0,0,0,0]
[null,0,"               ","               ",44.9467,44.693800000000003,0,0,0,0,0,0,0,0,0,0,0,0,0,0,0,0,0,0,0,0,0,0,0]
[null,0,"               ","               ",41.134799999999998,40.877299999999998,0,0,0,0,0,0,0,0,0,0,0,0,0,0,0,0,0,0,0,0,0,0,0]
[null,0,"               ","               ",39.865699999999997,39.612900000000003,0,0,0,0,0,0,0,0,0,0,0,0,0,0,0,0,0,0,0,0,0,0,0]
[null,0,"               ","               ",36.072299999999998,35.819400000000002,0,0,0,0,0,0,0,0,0,0,0,0,0,0,0,0,0,0,0,0,0,0,0]
[null,0,"               ","               ",32.085099999999997,31.8386,0,0,0,0,0,0,0,0,0,0,0,0,0,0,0,0,0,0,0,0,0,0,0]
[null,0,"               ","               ",27.400200000000002,27.153700000000001,0,0,0,0,0,0,0,0,0,0,0,0,0,0,0,0,0,0,0,0,0,0,0]
[null,0,"               ","               ",23.6252,23.367699999999999,0,0,0,0,0,0,0,0,0,0,0,0,0,0,0,0,0,0,0,0,0,0,0]
[null,0,"               ","               ",18.874600000000001,18.6282,0,0,0,0,0,0,0,0,0,0,0,0,0,0,0,0,0,0,0,0,0,0,0]
[null,0,"               ","               ",18.6282,18.381699999999999,0,0,0,0,0,0,0,0,0,0,0,0,0,0,0,0,0,0,0,0,0,0,0]
[null,0,"               ","               ",14.8864,14.645,0,0,0,0,0,0,0,0,0,0,0,0,0,0,0,0,0,0,0,0,0,0,0]
[null,0,"  Dayton impoun","               ",10.258800000000001,10.0144,0,0,0,0,0,0,0,0,0,0,0,0,0,0,0,0,0,0,0,0,0,0,0]
[null,0,"               ","               ",6.6635,6.4166999999999996,0,0,0,0,0,0,0,0,0,0,0,0,0,0,0,0,0,0,0,0,0,0,0]
[null,0,"               ","               ",2.9615,2.7147000000000001,0,0,0,0,0,0,0,0,0,0,0,0,0,0,0,0,0,0,0,0,0,0,0]
[null,0,"               ","               ",155.69929999999999,155.45320000000001,0,0,0,0,0,0,0,0,0,0,0,0,0,0,0,0,0,0,0,0,0,0,0]
[null,0,"               ","               ",155.45320000000001,155.20699999999999,0,0,0,0,0,0,0,0,0,0,0,0,0,0,0,0,0,0,0,0,0,0,0]
[null,0,"               ","               ",150.7663,150.51759999999999,0,0,0,0,0,0,0,0,0,0,0,0,0,0,0,0,0,0,0,0,0,0,0]
[null,0,"               ","               ",147.14709999999999,146.90379999999999,0,0,0,0,0,0,0,0,0,0,0,0,0,0,0,0,0,0,0,0,0,0,0]
[null,0,"               ","               ",143.39179999999999,143.142,0,0,0,0,0,0,0,0,0,0,0,0,0,0,0,0,0,0,0,0,0,0,0]
[null,0,"               ","               ",138.64500000000001,138.37139999999999,0,0,0,0,0,0,0,0,0,0,0,0,0,0,0,0,0,0,0,0,0,0,0]
[null,0,"  Algonquin imp","               ",134.76730000000001,134.5163,0,0,0,0,0,0,0,0,0,0,0,0,0,0,0,0,0,0,0,0,0,0,0]
[null,0,"  Algonquin imp","               ",134.5163,134.2654,0,0,0,0,0,0,0,0,0,0,0,0,0,0,0,0,0,0,0,0,0,0,0]
[null,0,"               ","               ",129.82490000000001,129.57,0,0,0,0,0,0,0,0,0,0,0,0,0,0,0,0,0,0,0,0,0,0,0]
[null,0,"  Carpentersvil","               ",125.98480000000001,125.72190000000001,0,0,0,0,0,0,0,0,0,0,0,0,0,0,0,0,0,0,0,0,0,0,0]
[null,0,"               ","               ",121.3266,121.0823,0,0,0,0,0,0,0,0,0,0,0,0,0,0,0,0,0,0,0,0,0,0,0]
[null,0,"               ","               ",118.3944,118.15,0,0,0,0,0,0,0,0,0,0,0,0,0,0,0,0,0,0,0,0,0,0,0]
[null,0,"               ","               ",113.7538,113.4748,0,0,0,0,0,0,0,0,0,0,0,0,0,0,0,0,0,0,0,0,0,0,0]
[null,0,"               ","               ",112.47410000000001,112.2239,0,0,0,0,0,0,0,0,0,0,0,0,0,0,0,0,0,0,0,0,0,0,0]
[null,0,"  South Elgin i","               ",108.7247,108.47490000000001,0,0,0,0,0,0,0,0,0,0,0,0,0,0,0,0,0,0,0,0,0,0,0]
[null,0,"               ","               ",104.06019999999999,103.8107,0,0,0,0,0,0,0,0,0,0,0,0,0,0,0,0,0,0,0,0,0,0,0]
[null,0,"               ","               ",100.42310000000001,100.18170000000001,0,3.4000000000000002E-2,24,1025,5.3,9.5,0,13.384,1028.4000000000001,95,625,0,0,0,21.6,0,0,0,335,150,0,0,8.1]
[null,0,"  St Charles im","               ",96.699100000000001,96.437100000000001,0,0,0,0,0,0,0,0,0,0,0,0,0,0,0,0,0,0,0,0,0,0,0]
[null,0,"               ","               ",95.514600000000002,95.257099999999994,0,0,0,0,0,0,0,0,0,0,0,0,0,0,0,0,0,0,0,0,0,0,0]
[null,0,"  North Batavia","               ",91.813100000000006,91.561499999999995,0,0,0,0,0,0,0,0,0,0,0,0,0,0,0,0,0,0,0,0,0,0,0]
[null,0,"  South Batavia","               ",88.048900000000003,87.777100000000004,0,0,0,0,0,0,0,0,0,0,0,0,0,0,0,0,0,0,0,0,0,0,0]
[null,0,"               ","               ",83.366,83.110500000000002,0,0,0,0,0,0,0,0,0,0,0,0,0,0,0,0,0,0,0,0,0,0,0]
[null,0,"               ","               ",79.533799999999999,79.308499999999995,0,0,0,0,0,0,0,0,0,0,0,0,0,0,0,0,0,0,0,0,0,0,0]
[null,0,"  Aurora (Stolp","               ",78.3857,78.149600000000007,0,0,0,0,0,0,0,0,0,0,0,0,0,0,0,0,0,0,0,0,0,0,0]
[null,0,"  Montgomery im","               ",74.970600000000005,74.743099999999998,0,0,0,0,0,0,0,0,0,0,0,0,0,0,0,0,0,0,0,0,0,0,0]
[null,0,"               ","               ",71.272900000000007,71.017600000000002,0,0,0,0,0,0,0,0,0,0,0,0,0,0,0,0,0,0,0,0,0,0,0]
[null,0,"               ","               ",66.501099999999994,66.2547,0,0,0,0,0,0,0,0,0,0,0,0,0,0,0,0,0,0,0,0,0,0,0]
[null,0,"               ","               ",62.804600000000001,62.558199999999999,0,0,0,0,0,0,0,0,0,0,0,0,0,0,0,0,0,0,0,0,0,0,0]
[null,0,"               ","               ",61.572499999999998,61.326099999999997,0,0,0,0,0,0,0,0,0,0,0,0,0,0,0,0,0,0,0,0,0,0,0]
[null,0,"               ","               ",58.032899999999998,57.786200000000001,0,0,0,0,0,0,0,0,0,0,0,0,0,0,0,0,0,0,0,0,0,0,0]
[null,0,"               ","               ",54.371699999999997,54.128300000000003,0,0,0,0,0,0,0,0,0,0,0,0,0,0,0,0,0,0,0,0,0,0,0]
[null,0,"               ","               ",49.633800000000001,49.393999999999998,0,0,0,0,0,0,0,0,0,0,0,0,0,0,0,0,0,0,0,0,0,0,0]
[null,0,"               ","               ",45.958300000000001,45.705399999999997,0,0,0,0,0,0,0,0,0,0,0,0,0,0,0,0,0,0,0,0,0,0,0]
[null,0,"               ","               ",44.188000000000002,43.935099999999998,0,0,0,0,0,0,0,0,0,0,0,0,0,0,0,0,0,0,0,0,0,0,0]
[null,0,"               ","               ",40.624400000000001,40.371499999999997,0,0,0,0,0,0,0,0,0,0,0,0,0,0,0,0,0,0,0,0,0,0,0]
[null,0,"               ","               ",36.831000000000003,36.578099999999999,0,0,0,0,0,0,0,0,0,0,0,0,0,0,0,0,0,0,0,0,0,0,0]
[null,0,"               ","               ",32.085099999999997,31.8386,0,0,0,0,0,0,0,0,0,0,0,0,0,0,0,0,0,0,0,0,0,0,0]
[null,0,"               ","               ",28.386500000000002,28.14,0,0,0,0,0,0,0,0,0,0,0,0,0,0,0,0,0,0,0,0,0,0,0]
[null,0,"               ","               ",24.655200000000001,24.3977,0,0,0,0,0,0,0,0,0,0,0,0,0,0,0,0,0,0,0,0,0,0,0]
[null,0,"               ","               ",23.367699999999999,23.110199999999999,0,0,0,0,0,0,0,0,0,0,0,0,0,0,0,0,0,0,0,0,0,0,0]
[null,0,"               ","               ",19.613900000000001,19.3674,0,0,0,0,0,0,0,0,0,0,0,0,0,0,0,0,0,0,0,0,0,0,0]
[null,0,"               ","               ",15.892300000000001,15.637499999999999,0,0,0,0,0,0,0,0,0,0,0,0,0,0,0,0,0,0,0,0,0,0,0]
[null,0,"  Dayton impoun","               ",11.2361,10.9918,0,0,0,0,0,0,0,0,0,0,0,0,0,0,0,0,0,0,0,0,0,0,0]
[null,0,"               ","               ",7.6505999999999998,7.4039000000000001,0,0,0,0,0,0,0,0,0,0,0,0,0,0,0,0,0,0,0,0,0,0,0]
[null,0,"               ","               ",2.9615,2.7147000000000001,0,0,0,0,0,0,0,0,0,0,0,0,0,0,0,0,0,0,0,0,0,0,0]
[null,0,"               ","               ",2.7147000000000001,2.468,0,0,0,0,0,0,0,0,0,0,0,0,0,0,0,0,0,0,0,0,0,0,0]
[null,0,"Mainstem headwa","               ",156.4444,156.19489999999999,0,0,0,0,0,0,0,0,0,0,0,0,0,0,0,0,0,0,0,0,0,0,0]
[null,0,"               ","               ",151.7611,151.51240000000001,0,0.1018,22.5579,1462.6982,22.24,6.3860999999999999,0,49.524299999999997,3644.2334999999998,1309.6747,4383.1417000000001,0,0,0,3.0041000000000002,0,0,0,131.67740000000001,106.95399999999999,0,0,8.0098000000000003]
[null,0,"               ","               ",148.12020000000001,147.87690000000001,0,0,0,0,0,0,0,0,0,0,0,0,0,0,0,0,0,0,0,0,0,0,0]
[null,0,"               ","               ",143.39179999999999,143.142,0,0,0,0,0,0,0,0,0,0,0,0,0,0,0,0,0,0,0,0,0,0,0]
[null,0,"               ","               ",139.64429999999999,139.39449999999999,0,0,0,0,0,0,0,0,0,0,0,0,0,0,0,0,0,0,0,0,0,0,0]
[null,0,"               ","               ",139.39449999999999,139.1446,0,0,0,0,0,0,0,0,0,0,0,0,0,0,0,0,0,0,0,0,0,0,0]
[null,0,"  Algonquin imp","               ",134.5163,134.2654,0,0,0,0,0,0,0,0,0,0,0,0,0,0,0,0,0,0,0,0,0,0,0]
[null,0,"               ","               ",130.84469999999999,130.5898,0,0,0,0,0,0,0,0,0,0,0,0,0,0,0,0,0,0,0,0,0,0,0]
[null,0,"               ","               ",127.0204,126.7655,0,0,0,0,0,0,0,0,0,0,0,0,0,0,0,0,0,0,0,0,0,0,0]
[null,0,"               ","               ",122.5478,122.3035,0,0,0,0,0,0,0,0,0,0,0,0,0,0,0,0,0,0,0,0,0,0,0]
[null,0,"               ","               ",118.3944,118.15,0,0,0,0,0,0,0,0,0,0,0,0,0,0,0,0,0,0,0,0,0,0,0]
[null,0,"               ","               ",117.17230000000001,116.92789999999999,0,0,0,0,0,0,0,0,0,0,0,0,0,0,0,0,0,0,0,0,0,0,0]
[null,0,"               ","               ",113.4748,113.2247,0,0,0,0,0,0,0,0,0,0,0,0,0,0,0,0,0,0,0,0,0,0,0]
[null,0,"  South Elgin i","               ",109.7238,109.474,0,0,0,0,0,0,0,0,0,0,0,0,0,0,0,0,0,0,0,0,0,0,0]
[null,0,"               ","               ",105.05800000000001,104.8085,0,0,0,0,0,0,0,0,0,0,0,0,0,0,0,0,0,0,0,0,0,0,0]
[null,0,"               ","               ",101.37439999999999,101.1365,0,0,0,0,0,0,0,0,0,0,0,0,0,0,0,0,0,0,0,0,0,0,0]
[null,0,"               ","               ",100.18170000000001,99.940299999999993,0,0,0,0,0,0,0,0,0,0,0,0,0,0,0,0,0,0,0,0,0,0,0]
[null,0,"St. Charles dam","St. Charles dam",96.437100000000001,96.287099999999995,0,0,0,0,0,0,0,0,0,0,0,0,0,0,0,0,0,0,0,0,0,0,0]
[null,0,"               ","               ",92.791600000000003,92.546899999999994,0,0,0,0,0,0,0,0,0,0,0,0,0,0,0,0,0,0,0,0,0,0,0]
[null,0,"  South Batavia","               ",88.048900000000003,87.777100000000004,0,0,0,0,0,0,0,0,0,0,0,0,0,0,0,0,0,0,0,0,0,0,0]
[null,0,"  North Aurora ","               ",84.279399999999995,84.025499999999994,0,0,0,0,0,0,0,0,0,0,0,0,0,0,0,0,0,0,0,0,0,0,0]
[null,0,"               ","               ",80.555700000000002,80.300200000000004,0,0,0,0,0,0,0,0,0,0,0,0,0,0,0,0,0,0,0,0,0,0,0]
[null,0,"               ","               ",79.308499999999995,79.083200000000005,0,0,0,0,0,0,0,0,0,0,0,0,0,0,0,0,0,0,0,0,0,0,0]
[null,0,"  Montgomery im","               ",75.880600000000001,75.653099999999995,0,0,0,0,0,0,0,0,0,0,0,0,0,0,0,0,0,0,0,0,0,0,0]
[null,0,"               ","               ",71.272900000000007,71.017600000000002,0,0,0,0,0,0,0,0,0,0,0,0,0,0,0,0,0,0,0,0,0,0,0]
[null,0,"               ","               ",67.486800000000002,67.240399999999994,0,0,0,0,0,0,0,0,0,0,0,0,0,0,0,0,0,0,0,0,0,0,0]
[null,0,"               ","               ",63.790399999999998,63.543900000000001,0,0,0,0,0,0,0,0,0,0,0,0,0,0,0,0,0,0,0,0,0,0,0]
[null,0,"               ","               ",62.558199999999999,62.311799999999998,0,0,0,0,0,0,0,0,0,0,0,0,0,0,0,0,0,0,0,0,0,0,0]
[null,0,"  Yorkville imp","               ",58.937600000000003,58.686100000000003,0,0,0,0,0,0,0,0,0,0,0,0,0,0,0,0,0,0,0,0,0,0,0]
[null,0,"               ","               ",55.345300000000002,55.101900000000001,0,0,0,0,0,0,0,0,0,0,0,0,0,0,0,0,0,0,0,0,0,0,0]
[null,0,"               ","               ",50.624600000000001,50.372500000000002,0,0,0,0,0,0,0,0,0,0,0,0,0,0,0,0,0,0,0,0,0,0,0]
[null,0,"               ","               ",48.434800000000003,48.195,0,0,0,0,0,0,0,0,0,0,0,0,0,0,0,0,0,0,0,0,0,0,0]
[null,0,"               ","               ",45.452500000000001,45.199599999999997,0,0,0,0,0,0,0,0,0,0,0,0,0,0,0,0,0,0,0,0,0,0,0]
[null,0,"               ","               ",41.649799999999999,41.392299999999999,0,0,0,0,0,0,0,0,0,0,0,0,0,0,0,0,0,0,0,0,0,0,0]
[null,0,"               ","               ",37.842599999999997,37.589700000000001,0,0,0,0,0,0,0,0,0,0,0,0,0,0,0,0,0,0,0,0,0,0,0]
[null,0,"               ","               ",33.064,32.819899999999997,0,0,0,0,0,0,0,0,0,0,0,0,0,0,0,0,0,0,0,0,0,0,0]
[null,0,"               ","               ",29.372800000000002,29.126300000000001,0,0,0,0,0,0,0,0,0,0,0,0,0,0,0,0,0,0,0,0,0,0,0]
[null,0,"               ","               ",28.14,27.8934,0,0,0,0,0,0,0,0,0,0,0,0,0,0,0,0,0,0,0,0,0,0,0]
[null,0,"               ","               ",24.3977,24.1402,0,0,0,0,0,0,0,0,0,0,0,0,0,0,0,0,0,0,0,0,0,0,0]
[null,0,"               ","               ",20.599599999999999,20.353200000000001,0,0,0,0,0,0,0,0,0,0,0,0,0,0,0,0,0,0,0,0,0,0,0]
[null,0,"               ","               ",15.892300000000001,15.637499999999999,0,0,0,0,0,0,0,0,0,0,0,0,0,0,0,0,0,0,0,0,0,0,0]
[null,0,"  Dayton impoun","               ",12.2134,11.969099999999999,0,0,0,0,0,0,0,0,0,0,0,0,0,0,0,0,0,0,0,0,0,0,0]
[null,0,"               ","               ",8.6378000000000004,8.391,0,0,0,0,0,0,0,0,0,0,0,0,0,0,0,0,0,0,0,0,0,0,0]
[null,0,"               ","               ",7.4039000000000001,7.1570999999999998,0,0,0,0,0,0,0,0,0,0,0,0,0,0,0,0,0,0,0,0,0,0,0]
[null,0,"               ","               ",3.7019000000000002,3.4550999999999998,0,0,0,0,0,0,0,0,0,0,0,0,0,0,0,0,0,0,0,0,0,0,0]
[null,0,"Mainstem headwa","               ",156.4444,156.19489999999999,0,0,0,0,0,0,0,0,0,0,0,0,0,0,0,0,0,0,0,0,0,0,0]
[null,0,"               ","               ",152.7457,152.49950000000001,0,0,0,0,0,0,0,0,0,0,0,0,0,0,0,0,0,0,0,0,0,0,0]
[null,0,"               ","               ",149.02529999999999,148.816,0,1.2999999999999999E-3,22,1000,5,8,0,11.038399999999999,978.4,80,500,0,0,0,21.6,0,0,0,320,150,0,0,8]
[null,0,"               ","               ",144.4708,144.18109999999999,0,4.0000000000000001E-3,22,1000,5,8,0,11.038399999999999,978.4,80,500,0,0,0,21.6,0,0,0,320,150,0,0,8]
[null,0,"               ","               ",144.18109999999999,143.8914,0,0,0,0,0,0,0,0,0,0,0,0,0,0,0,0,0,0,0,0,0,0,0]
[null,0,"               ","               ",140.3938,140.14400000000001,0,0,0,0,0,0,0,0,0,0,0,0,0,0,0,0,0,0,0,0,0,0,0]
[null,0,"  Algonquin imp","               ",135.52019999999999,135.26929999999999,0,0,0,0,0,0,0,0,0,0,0,0,0,0,0,0,0,0,0,0,0,0,0]
[null,0,"               ","               ",130.5898,130.3348,0,0,0,0,0,0,0,0,0,0,0,0,0,0,0,0,0,0,0,0,0,0,0]
[null,0,"               ","               ",126.7655,126.51049999999999,0,0,0,0,0,0,0,0,0,0,0,0,0,0,0,0,0,0,0,0,0,0,0]
[null,0,"               ","               ",123.03619999999999,122.792,0,0,0,0,0,0,0,0,0,0,0,0,0,0,0,0,0,0,0,0,0,0,0]
[null,0,"               ","               ",122.792,122.5478,0,0,0,0,0,0,0,0,0,0,0,0,0,0,0,0,0,0,0,0,0,0,0]
[null,0,"               ","               ",118.15,117.90560000000001,0,0,0,0,0,0,0,0,0,0,0,0,0,0,0,0,0,0,0,0,0,0,0]
[null,0,"Elgin dam      ","Elgin dam      ",114.46169999999999,114.3117,0,0,0,0,0,0,0,0,0,0,0,0,0,0,0,0,0,0,0,0,0,0,0]
[null,0,"  South Elgin i","               ",109.7238,109.474,0,0,0,0,0,0,0,0,0,0,0,0,0,0,0,0,0,0,0,0,0,0,0]
[null,0,"               ","               ",106.0558,105.80629999999999,0,4.2500000000000003E-2,21.31,1214,1,8.93,0,2.7595999999999998,674,50,127,0,0,0,36,0,0,0,310,150,0,0,8.11]
[null,0,"               ","               ",102.3257,102.0878,0,0,0,0,0,0,0,0,0,0,0,0,0,0,0,0,0,0,0,0,0,0,0]
[null,0,"               ","               ",101.1365,100.89870000000001,0,0,0,0,0,0,0,0,0,0,0,0,0,0,0,0,0,0,0,0,0,0,0]
[null,0,"  St Charles im","               ",97.485100000000003,97.223100000000002,0,0,0,0,0,0,0,0,0,0,0,0,0,0,0,0,0,0,0,0,0,0,0]
[null,0,"  Geneva impoun","               ",93.705500000000001,93.445899999999995,0,0,0,0,0,0,0,0,0,0,0,0,0,0,0,0,0,0,0,0,0,0,0]
[null,0,"               ","               ",89.129499999999993,88.859899999999996,0,0,0,0,0,0,0,0,0,0,0,0,0,0,0,0,0,0,0,0,0,0,0]
[null,0,"  North Aurora ","               ",85.295199999999994,85.041300000000007,0,5.7000000000000002E-3,22.6,1140,4,7.12,0,2.7595999999999998,724.8,120,546,0,0,0,25.2,0,0,0,270,150,0,0,7.98]
[null,0,"  North Aurora ","               ",84.025499999999994,83.771500000000003,0,0,0,0,0,0,0,0,0,0,0,0,0,0,0,0,0,0,0,0,0,0,0]
[null,0,"               ","               ",80.300200000000004,80.044700000000006,0,1E-4,18.34,1543.3013000000001,0,8,0,0.433,86.602500000000006,8.6602999999999994,0,0,0,0,0,0,0,0,100,0,0,0,7]
[null,0,"               ","               ",76.926599999999993,76.665099999999995,0,0,0,0,0,0,0,0,0,0,0,0,0,0,0,0,0,0,0,0,0,0,0]
[null,0,"               ","               ",72.294499999999999,72.039100000000005,0,0,0,0,0,0,0,0,0,0,0,0,0,0,0,0,0,0,0,0,0,0,0]
[null,0,"               ","               ",68.4726,68.226100000000002,0,0,0,0,0,0,0,0,0,0,0,0,0,0,0,0,0,0,0,0,0,0,0]
[null,0,"               ","               ",67.240399999999994,66.994,0,0,0,0,0,0,0,0,0,0,0,0,0,0,0,0,0,0,0,0,0,0,0]
[null,0,"               ","               ",63.543900000000001,63.297499999999999,0,0,0,0,0,0,0,0,0,0,0,0,0,0,0,0,0,0,0,0,0,0,0]
[null,0,"  Yorkville imp","               ",59.943800000000003,59.692300000000003,0,0,0,0,0,0,0,0,0,0,0,0,0,0,0,0,0,0,0,0,0,0,0]
[null,0,"               ","               ",56.075600000000001,55.8322,0,0,0,0,0,0,0,0,0,0,0,0,0,0,0,0,0,0,0,0,0,0,0]
[null,0,"               ","               ",51.381,51.128900000000002,0,0,0,0,0,0,0,0,0,0,0,0,0,0,0,0,0,0,0,0,0,0,0]
[null,0,"               ","               ",47.715400000000002,47.4756,0,0,0,0,0,0,0,0,0,0,0,0,0,0,0,0,0,0,0,0,0,0,0]
[null,0,"               ","               ",46.464100000000002,46.211199999999998,0,0,0,0,0,0,0,0,0,0,0,0,0,0,0,0,0,0,0,0,0,0,0]
[null,0,"               ","               ",42.6706,42.417700000000004,0,0,0,0,0,0,0,0,0,0,0,0,0,0,0,0,0,0,0,0,0,0,0]
[null,0,"               ","               ",37.842599999999997,37.589700000000001,0,0,0,0,0,0,0,0,0,0,0,0,0,0,0,0,0,0,0,0,0,0,0]
[null,0,"               ","               ",34.049100000000003,33.796199999999999,0,0,0,0,0,0,0,0,0,0,0,0,0,0,0,0,0,0,0,0,0,0,0]
[null,0,"               ","               ",30.359100000000002,30.1126,0,0,0,0,0,0,0,0,0,0,0,0,0,0,0,0,0,0,0,0,0,0,0]
[null,0,"               ","               ",29.126300000000001,28.8797,0,0,0,0,0,0,0,0,0,0,0,0,0,0,0,0,0,0,0,0,0,0,0]
[null,0,"               ","               ",25.427600000000002,25.170100000000001,0,0,0,0,0,0,0,0,0,0,0,0,0,0,0,0,0,0,0,0,0,0,0]
[null,0,"               ","               ",21.600999999999999,21.3506,0,0,0,0,0,0,0,0,0,0,0,0,0,0,0,0,0,0,0,0,0,0,0]
[null,0,"               ","               ",16.903099999999998,16.656700000000001,0,0,0,0,0,0,0,0,0,0,0,0,0,0,0,0,0,0,0,0,0,0,0]
[null,0,"  Dayton impoun","               ",13.190799999999999,12.946400000000001,0,0,0,0,0,0,0,0,0,0,0,0,0,0,0,0,0,0,0,0,0,0,0]
[null,0,"  Dayton impoun","               ",11.969099999999999,11.7248,0,0,0,0,0,0,0,0,0,0,0,0,0,0,0,0,0,0,0,0,0,0,0]
[null,0,"               ","               ",8.391,8.1441999999999997,0,0,0,0,0,0,0,0,0,0,0,0,0,0,0,0,0,0,0,0,0,0,0]
[null,0,"               ","               ",4.6890999999999998,4.4423000000000004,0,0,0,0,0,0,0,0,0,0,0,0,0,0,0,0,0,0,0,0,0,0,0]
["2012-06-27T23:00:00",0,"Mainstem headwa","               ",157.44229999999999,157.19280000000001,0,0,0,0,0,0,0,0,0,0,0,0,0,0,0,0,0,0,0,0,0,0,0]
[null,0,"               ","               ",153.7302,153.48410000000001,0,0,0,0,0,0,0,0,0,0,0,0,0,0,0,0,0,0,0,0,0,0,0]
[null,0,"               ","               ",149.02529999999999,148.816,0,1.2999999999999999E-3,20.964700000000001,987.05899999999997,4.8446999999999996,7.2234999999999996,0,9.8241999999999994,952.5181,72.235399999999998,435.29520000000002,0,0,0,21.6,0,0,0,312.23540000000003,150,0,0,7.9481999999999999]
[null,0,"               ","               ",148.816,148.60679999999999,0,0,0,0,0,0,0,0,0,0,0,0,0,0,0,0,0,0,0,0,0,0,0]
[null,0,"               ","               ",145.20070000000001,144.95740000000001,0,0,0,0,0,0,0,0,0,0,0,0,0,0,0,0,0,0,0,0,0,0,0]
[null,0,"               ","               ",140.3938,140.14400000000001,0,0,0,0,0,0,0,0,0,0,0,0,0,0,0,0,0,0,0,0,0,0,0]
[null,0,"  Algonquin imp","               ",134.76730000000001,134.5163,0,0,0,0,0,0,0,0,0,0,0,0,0,0,0,0,0,0,0,0,0,0,0]
[null,0,"  Algonquin imp","               ",132.5086,132.2576,0,0,0,0,0,0,0,0,0,0,0,0,0,0,0,0,0,0,0,0,0,0,0]
[null,0,"               ","               ",127.78530000000001,127.5303,0,0,0,0,0,0,0,0,0,0,0,0,0,0,0,0,0,0,0,0,0,0,0]
[null,0,"               ","               ",127.5303,127.2754,0,0,0,0,0,0,0,0,0,0,0,0,0,0,0,0,0,0,0,0,0,0,0]
[null,0,"               ","               ",122.792,122.5478,0,0,0,0,0,0,0,0,0,0,0,0,0,0,0,0,0,0,0,0,0,0,0]
[null,0,"               ","               ",119.1277,118.8832,0,0,0,0,0,0,0,0,0,0,0,0,0,0,0,0,0,0,0,0,0,0,0]
[null,0,"  Elgin impound","               ",115.452,115.20440000000001,0,0.18010000000000001,21.376000000000001,1548.2963,25,7.07,0,55.674900000000001,1776.5925999999999,1509.6593,21000,0,0,0,0,0,0,0,100,100,0,0,7.085]
[null,0,"  South Elgin i","               ",110.7229,110.4731,0,0.17119999999999999,21.041,1371.9639,17.145399999999999,7.1490999999999998,0,41.269300000000001,1175.3388,1041.6306,4556.3501999999999,0,0,0,6.7864000000000004,0,0,0,166.68119999999999,168.4923,0,0,7.5389999999999997]
[null,0,"               ","               ",107.0643,106.8122,0,0,0,0,0,0,0,0,0,0,0,0,0,0,0,0,0,0,0,0,0,0,0]
[null,0,"               ","               ",105.80629999999999,105.5569,0,0,0,0,0,0,0,0,0,0,0,0,0,0,0,0,0,0,0,0,0,0,0]
[null,0,"               ","               ",102.0878,101.85,0,4.0000000000000002E-4,18.675999999999998,1548.2963,12,6.8,0,28.078900000000001,9596.5925999999999,1209.6593,14610,0,0,0,0,0,0,0,100,100,0,0,8]
[null,0,"               ","               ",98.491900000000001,98.250500000000002,0,0,0,0,0,0,0,0,0,0,0,0,0,0,0,0,0,0,0,0,0,0,0]
[null,0,"  Geneva impoun","               ",93.705500000000001,93.445899999999995,0,0,0,0,0,0,0,0,0,0,0,0,0,0,0,0,0,0,0,0,0,0,0]
[null,0,"  North Batavia","               ",90.052199999999999,89.800600000000003,0,0,0,0,0,0,0,0,0,0,0,0,0,0,0,0,0,0,0,0,0,0,0]
[null,0,"               ","               ",86.325199999999995,86.067700000000002,0,0,0,0,0,0,0,0,0,0,0,0,0,0,0,0,0,0,0,0,0,0,0]
[null,0,"  North Aurora ","               ",85.041300000000007,84.787300000000002,0,0,0,0,0,0,0,0,0,0,0,0,0,0,0,0,0,0,0,0,0,0,0]
[null,0,"               ","               ",81.322199999999995,81.066699999999997,0,1E-4,18.175999999999998,1548.2963,0,8,0,0.48299999999999998,96.592600000000004,9.6593,0,0,0,0,0,0,0,0,100,0,0,0,7]
[null,0,"               ","               ",76.926599999999993,76.665099999999995,0,0,0,0,0,0,0,0,0,0,0,0,0,0,0,0,0,0,0,0,0,0,0]
[null,0,"               ","               ",73.316100000000006,73.060699999999997,0,0,0,0,0,0,0,0,0,0,0,0,0,0,0,0,0,0,0,0,0,0,0]
[null,0,"               ","               ",69.485200000000006,69.229799999999997,0,0,0,0,0,0,0,0,0,0,0,0,0,0,0,0,0,0,0,0,0,0,0]
[null,0,"               ","               ",68.226100000000002,67.979699999999994,0,0,0,0,0,0,0,0,0,0,0,0,0,0,0,0,0,0,0,0,0,0,0]
[null,0,"               ","               ",63.790399999999998,63.543900000000001,0,0,0,0,0,0,0,0,0,0,0,0,0,0,0,0,0,0,0,0,0,0,0]
[null,0,"               ","               ",61.818899999999999,61.572499999999998,0,0,0,0,0,0,0,0,0,0,0,0,0,0,0,0,0,0,0,0,0,0,0]
[null,0,"               ","               ",61.572499999999998,61.326099999999997,0,0,0,0,0,0,0,0,0,0,0,0,0,0,0,0,0,0,0,0,0,0,0]
[null,0,"               ","               ",61.326099999999997,61.079599999999999,0,0,0,0,0,0,0,0,0,0,0,0,0,0,0,0,0,0,0,0,0,0,0]
[null,0,"               ","               ",61.079599999999999,60.833199999999998,0,0,0,0,0,0,0,0,0,0,0,0,0,0,0,0,0,0,0,0,0,0,0]
[null,0,"               ","               ",60.833199999999998,60.640099999999997,0,8.5000000000000006E-3,20.964700000000001,987.05899999999997,4.8446999999999996,7.2234999999999996,0,9.8241999999999994,952.5181,72.235399999999998,435.29520000000002,0,0,0,21.6,0,0,0,312.23540000000003,150,0,0,7.9481999999999999]
[null,0,"               ","               ",60.640099999999997,60.447000000000003,0,0,0,0,0,0,0,0,0,0,0,0,0,0,0,0,0,0,0,0,0,0,0]
[null,0,"  Yorkville imp","               ",60.447000000000003,60.195399999999999,0,0,0,0,0,0,0,0,0,0,0,0,0,0,0,0,0,0,0,0,0,0,0]
[null,0,"  Yorkville imp","               ",60.195399999999999,59.943800000000003,0,0,0,0,0,0,0,0,0,0,0,0,0,0,0,0,0,0,0,0,0,0,0]
[null,0,"  Yorkville imp","               ",59.943800000000003,59.692300000000003,0,0,0,0,0,0,0,0,0,0,0,0,0,0,0,0,0,0,0,0,0,0,0]
[null,0,"  Yorkville imp","               ",59.692300000000003,59.4407,0,0,0,0,0,0,0,0,0,0,0,0,0,0,0,0,0,0,0,0,0,0,0]
[null,0,"  Yorkville imp","               ",59.4407,59.1892,0,0,0,0,0,0,0,0,0,0,0,0,0,0,0,0,0,0,0,0,0,0,0]
[null,0,"  Yorkville imp","               ",59.1892,58.937600000000003,0,0,0,0,0,0,0,0,0,0,0,0,0,0,0,0,0,0,0,0,0,0,0]
[null,0,"  Yorkville imp","               ",58.937600000000003,58.686100000000003,0,0,0,0,0,0,0,0,0,0,0,0,0,0,0,0,0,0,0,0,0,0,0]
[null,0,"  Yorkville imp","               ",58.686100000000003,58.4345,0,0,0,0,0,0,0,0,0,0,0,0,0,0,0,0,0,0,0,0,0,0,0]
[null,0,"  Yorkville imp","               ",58.4345,58.182899999999997,0,0,0,0,0,0,0,0,0,0,0,0,0,0,0,0,0,0,0,0,0,0,0]
[null,0,"Yorkville dam  ","Yorkville dam  ",58.182899999999997,58.032899999999998,0,0,0,0,0,0,0,0,0,0,0,0,0,0,0,0,0,0,0,0,0,0,0]
[null,0,"               ","               ",58.032899999999998,57.786200000000001,0,0,0,0,0,0,0,0,0,0,0,0,0,0,0,0,0,0,0,0,0,0,0]
[null,0,"               ","               ",57.786200000000001,57.539400000000001,0,0,0,0,0,0,0,0,0,0,0,0,0,0,0,0,0,0,0,0,0,0,0]
[null,0,"               ","               ",57.539400000000001,57.2926,0,0.1047,22.175999999999998,1548.2963,25,6,0,55.674900000000001,4096.5925999999999,1509.6593,5000,0,0,0,0,0,0,0,100,100,0,0,8]
[null,0,"               ","               ",57.2926,57.049199999999999,0,7.3599999999999999E-2,21.420400000000001,914.32960000000003,11.3177,8.2004000000000001,0,2.4024999999999999,497.89330000000001,60.5886,590.01210000000003,0,0,0,11.52,0,0,0,306.11770000000001,150,0,0,8.2068999999999992]
[null,0,"               ","               ",57.049199999999999,56.805799999999998,0,0,0,0,0,0,0,0,0,0,0,0,0,0,0,0,0,0,0,0,0,0,0]
[null,0,"               ","               ",56.805799999999998,56.562399999999997,0,0,0,0,0,0,0,0,0,0,0,0,0,0,0,0,0,0,0,0,0,0,0]
[null,0,"               ","               ",56.562399999999997,56.319000000000003,0,0,0,0,0,0,0,0,0,0,0,0,0,0,0,0,0,0,0,0,0,0,0]
[null,0,"               ","               ",56.319000000000003,56.075600000000001,0,0,0,0,0,0,0,0,0,0,0,0,0,0,0,0,0,0,0,0,0,0,0]
[null,0,"               ","               ",56.075600000000001,55.8322,0,0,0,0,0,0,0,0,0,0,0,0,0,0,0,0,0,0,0,0,0,0,0]
[null,0,"               ","               ",55.8322,55.588799999999999,0,0,0,0,0,0,0,0,0,0,0,0,0,0,0,0,0,0,0,0,0,0,0]
[null,0,"               ","               ",55.588799999999999,55.345300000000002,0,0,0,0,0,0,0,0,0,0,0,0,0,0,0,0,0,0,0,0,0,0,0]
[null,0,"               ","               ",55.345300000000002,55.101900000000001,0,0,0,0,0,0,0,0,0,0,0,0,0,0,0,0,0,0,0,0,0,0,0]
[null,0,"               ","               ",55.101900000000001,54.858499999999999,0,0,0,0,0,0,0,0,0,0,0,0,0,0,0,0,0,0,0,0,0,0,0]
[null,0,"               ","               ",54.858499999999999,54.615099999999998,0,0,0,0,0,0,0,0,0,0,0,0,0,0,0,0,0,0,0,0,0,0,0]
[null,0,"               ","               ",54.615099999999998,54.371699999999997,0,3.3999999999999998E-3,22.175999999999998,1548.2963,37,6,0,69.472899999999996,4096.5925999999999,1009.6593,5000,0,0,0,0,0,0,0,100,100,0,0,8]
[null,0,"               ","               ",54.371699999999997,54.128300000000003,0,0,0,0,0,0,0,0,0,0,0,0,0,0,0,0,0,0,0,0,0,0,0]
[null,0,"               ","               ",54.128300000000003,53.884900000000002,0,0,0,0,0,0,0,0,0,0,0,0,0,0,0,0,0,0,0,0,0,0,0]
[null,0,"               ","               ",53.884900000000002,53.641399999999997,0,0,0,0,0,0,0,0,0,0,0,0,0,0,0,0,0,0,0,0,0,0,0]
[null,0,"               ","               ",53.641399999999997,53.398000000000003,0,0,0,0,0,0,0,0,0,0,0,0,0,0,0,0,0,0,0,0,0,0,0]
[null,0,"               ","               ",53.398000000000003,53.145899999999997,0,0,0,0,0,0,0,0,0,0,0,0,0,0,0,0,0,0,0,0,0,0,0]
[null,0,"               ","               ",53.145899999999997,52.893799999999999,0,0,0,0,0,0,0,0,0,0,0,0,0,0,0,0,0,0,0,0,0,0,0]
[null,0,"               ","               ",52.893799999999999,52.641599999999997,0,0,0,0,0,0,0,0,0,0,0,0,0,0,0,0,0,0,0,0,0,0,0]
[null,0,"               ","               ",52.641599999999997,52.389499999999998,0,0,0,0,0,0,0,0,0,0,0,0,0,0,0,0,0,0,0,0,0,0,0]
[null,0,"               ","               ",52.389499999999998,52.1374,0,0,0,0,0,0,0,0,0,0,0,0,0,0,0,0,0,0,0,0,0,0,0]
[null,0,"               ","               ",52.1374,51.885300000000001,0,0,0,0,0,0,0,0,0,0,0,0,0,0,0,0,0,0,0,0,0,0,0]
[null,0,"               ","               ",51.885300000000001,51.633099999999999,0,0,0,0,0,0,0,0,0,0,0,0,0,0,0,0,0,0,0,0,0,0,0]
[null,0,"               ","               ",51.633099999999999,51.381,0,0,0,0,0,0,0,0,0,0,0,0,0,0,0,0,0,0,0,0,0,0,0]
[null,0,"               ","               ",51.381,51.128900000000002,0,0,0,0,0,0,0,0,0,0,0,0,0,0,0,0,0,0,0,0,0,0,0]
[null,0,"               ","               ",51.128900000000002,50.8767,0,0,0,0,0,0,0,0,0,0,0,0,0,0,0,0,0,0,0,0,0,0,0]
[null,0,"               ","               ",50.8767,50.624600000000001,0,0,0,0,0,0,0,0,0,0,0,0,0,0,0,0,0,0,0,0,0,0,0]
[null,0,"               ","               ",50.624600000000001,50.372500000000002,0,0,0,0,0,0,0,0,0,0,0,0,0,0,0,0,0,0,0,0,0,0,0]
[null,0,"               ","               ",50.372500000000002,50.122999999999998,0,4.53E-2,20.964700000000001,987.05899999999997,4.8446999999999996,7.2234999999999996,0,9.8241999999999994,952.5181,72.235399999999998,435.29520000000002,0,0,0,21.6,0,0,0,312.23540000000003,150,0,0,7.9481999999999999]
[null,0,"               ","               ",50.122999999999998,49.873600000000003,0,0,0,0,0,0,0,0,0,0,0,0,0,0,0,0,0,0,0,0,0,0,0]
[null,0,"               ","               ",49.873600000000003,49.633800000000001,0,0.50119999999999998,21.493099999999998,832.15039999999999,1.3280000000000001,9.82,0,2.6221999999999999,569.73680000000002,57.446599999999997,2369.3452000000002,0,0,0,12.3376,0,0,0,316.64350000000002,150,0,0,8.0876999999999999]
[null,0,"               ","               ",49.633800000000001,49.393999999999998,0,0,0,0,0,0,0,0,0,0,0,0,0,0,0,0,0,0,0,0,0,0,0]
[null,0,"               ","               ",49.393999999999998,49.154200000000003,0,0,0,0,0,0,0,0,0,0,0,0,0,0,0,0,0,0,0,0,0,0,0]
[null,0,"               ","               ",49.154200000000003,48.914400000000001,0,0,0,0,0,0,0,0,0,0,0,0,0,0,0,0,0,0,0,0,0,0,0]
[null,0,"               ","               ",48.914400000000001,48.674599999999998,0,0,0,0,0,0,0,0,0,0,0,0,0,0,0,0,0,0,0,0,0,0,0]
[null,0,"               ","               ",48.674599999999998,48.434800000000003,0,0,0,0,0,0,0,0,0,0,0,0,0,0,0,0,0,0,0,0,0,0,0]
[null,0,"               ","               ",48.434800000000003,48.195,0,0,0,0,0,0,0,0,0,0,0,0,0,0,0,0,0,0,0,0,0,0,0]
[null,0,"               ","               ",48.195,47.955199999999998,0,0,0,0,0,0,0,0,0,0,0,0,0,0,0,0,0,0,0,0,0,0,0]
[null,0,"               ","               ",47.955199999999998,47.715400000000002,0,0,0,0,0,0,0,0,0,0,0,0,0,0,0,0,0,0,0,0,0,0,0]
[null,0,"               ","               ",47.715400000000002,47.4756,0,0,0,0,0,0,0,0,0,0,0,0,0,0,0,0,0,0,0,0,0,0,0]
[null,0,"               ","               ",47.4756,47.222799999999999,0,3.3999999999999998E-3,21.724499999999999,821.05899999999997,0,10.0145,0,2.0453999999999999,547.45069999999998,63.1768,2606.1118999999999,0,0,0,10.08,0,0,0,314.8236,150,0,0,8.0599000000000007]
[null,0,"               ","               ",47.222799999999999,46.969900000000003,0,0,0,0,0,0,0,0,0,0,0,0,0,0,0,0,0,0,0,0,0,0,0]
[null,0,"               ","               ",46.969900000000003,46.716999999999999,0,0,0,0,0,0,0,0,0,0,0,0,0,0,0,0,0,0,0,0,0,0,0]
[null,0,"               ","               ",46.716999999999999,46.464100000000002,0,0,0,0,0,0,0,0,0,0,0,0,0,0,0,0,0,0,0,0,0,0,0]
[null,0,"               ","               ",46.464100000000002,46.211199999999998,0,0,0,0,0,0,0,0,0,0,0,0,0,0,0,0,0,0,0,0,0,0,0]
[null,0,"               ","               ",46.211199999999998,45.958300000000001,0,0,0,0,0,0,0,0,0,0,0,0,0,0,0,0,0,0,0,0,0,0,0]
[null,0,"               ","               ",45.958300000000001,45.705399999999997,0,0,0,0,0,0,0,0,0,0,0,0,0,0,0,0,0,0,0,0,0,0,0]
[null,0,"               ","               ",45.705399999999997,45.452500000000001,0,0,0,0,0,0,0,0,0,0,0,0,0,0,0,0,0,0,0,0,0,0,0]
[null,0,"               ","               ",45.452500000000001,45.199599999999997,0,0,0,0,0,0,0,0,0,0,0,0,0,0,0,0,0,0,0,0,0,0,0]
[null,0,"               ","               ",45.199599999999997,44.9467,0,0,0,0,0,0,0,0,0,0,0,0,0,0,0,0,0,0,0,0,0,0,0]
[null,0,"               ","               ",44.9467,44.693800000000003,0,0,0,0,0,0,0,0,0,0,0,0,0,0,0,0,0,0,0,0,0,0,0]
[null,0,"               ","               ",44.693800000000003,44.440899999999999,0,0,0,0,0,0,0,0,0,0,0,0,0,0,0,0,0,0,0,0,0,0,0]
[null,0,"               ","               ",44.440899999999999,44.188000000000002,0,0,0,0,0,0,0,0,0,0,0,0,0,0,0,0,0,0,0,0,0,0,0]
[null,0,"               ","               ",44.188000000000002,43.935099999999998,0,0,0,0,0,0,0,0,0,0,0,0,0,0,0,0,0,0,0,0,0,0,0]
[null,0,"               ","               ",43.935099999999998,43.682200000000002,0,0,0,0,0,0,0,0,0,0,0,0,0,0,0,0,0,0,0,0,0,0,0]
[null,0,"               ","               ",43.682200000000002,43.429299999999998,0,0,0,0,0,0,0,0,0,0,0,0,0,0,0,0,0,0,0,0,0,0,0]
[null,0,"               ","               ",43.429299999999998,43.176400000000001,0,0,0,0,0,0,0,0,0,0,0,0,0,0,0,0,0,0,0,0,0,0,0]
[null,0,"               ","               ",43.176400000000001,42.923499999999997,0,0,0,0,0,0,0,0,0,0,0,0,0,0,0,0,0,0,0,0,0,0,0]
[null,0,"               ","               ",42.923499999999997,42.6706,0,0,0,0,0,0,0,0,0,0,0,0,0,0,0,0,0,0,0,0,0,0,0]
[null,0,"               ","               ",42.6706,42.417700000000004,0,0,0,0,0,0,0,0,0,0,0,0,0,0,0,0,0,0,0,0,0,0,0]
[null,0,"               ","               ",42.417700000000004,42.1648,0,0,0,0,0,0,0,0,0,0,0,0,0,0,0,0,0,0,0,0,0,0,0]
[null,0,"               ","               ",42.1648,41.907299999999999,0,0,0,0,0,0,0,0,0,0,0,0,0,0,0,0,0,0,0,0,0,0,0]
[null,0,"               ","               ",41.907299999999999,41.649799999999999,0,0,0,0,0,0,0,0,0,0,0,0,0,0,0,0,0,0,0,0,0,0,0]
[null,0,"               ","               ",41.649799999999999,41.392299999999999,0,0,0,0,0,0,0,0,0,0,0,0,0,0,0,0,0,0,0,0,0,0,0]
[null,0,"               ","               ",41.392299999999999,41.134799999999998,0,0,0,0,0,0,0,0,0,0,0,0,0,0,0,0,0,0,0,0,0,0,0]
[null,0,"               ","               ",41.134799999999998,40.877299999999998,0,0,0,0,0,0,0,0,0,0,0,0,0,0,0,0,0,0,0,0,0,0,0]
[null,0,"               ","               ",40.877299999999998,40.624400000000001,0,1.4E-3,21.724499999999999,821.05899999999997,0,10.0145,0,2.0453999999999999,547.45069999999998,63.1768,2606.1118999999999,0,0,0,10.08,0,0,0,314.8236,150,0,0,8.0599000000000007]
[null,0,"               ","               ",40.624400000000001,40.371499999999997,0,0,0,0,0,0,0,0,0,0,0,0,0,0,0,0,0,0,0,0,0,0,0]
[null,0,"               ","               ",40.371499999999997,40.118600000000001,0,0,0,0,0,0,0,0,0,0,0,0,0,0,0,0,0,0,0,0,0,0,0]
[null,0,"               ","               ",40.118600000000001,39.865699999999997,0,0,0,0,0,0,0,0,0,0,0,0,0,0,0,0,0,0,0,0,0,0,0]
[null,0,"               ","               ",39.865699999999997,39.612900000000003,0,0,0,0,0,0,0,0,0,0,0,0,0,0,0,0,0,0,0,0,0,0,0]
[null,0,"               ","               ",39.612900000000003,39.36,0,0,0,0,0,0,0,0,0,0,0,0,0,0,0,0,0,0,0,0,0,0,0]
[null,0,"               ","               ",39.36,39.107100000000003,0,0,0,0,0,0,0,0,0,0,0,0,0,0,0,0,0,0,0,0,0,0,0]
[null,0,"               ","               ",39.107100000000003,38.854199999999999,0,0,0,0,0,0,0,0,0,0,0,0,0,0,0,0,0,0,0,0,0,0,0]
[null,0,"               ","               ",38.854199999999999,38.601300000000002,0,0,0,0,0,0,0,0,0,0,0,0,0,0,0,0,0,0,0,0,0,0,0]
[null,0,"               ","               ",38.601300000000002,38.348399999999998,0,0,0,0,0,0,0,0,0,0,0,0,0,0,0,0,0,0,0,0,0,0,0]
[null,0,"               ","               ",38.348399999999998,38.095500000000001,0,0,0,0,0,0,0,0,0,0,0,0,0,0,0,0,0,0,0,0,0,0,0]
[null,0,"               ","               ",38.095500000000001,37.842599999999997,0,0,0,0,0,0,0,0,0,0,0,0,0,0,0,0,0,0,0,0,0,0,0]
[null,0,"               ","               ",37.842599999999997,37.589700000000001,0,0,0,0,0,0,0,0,0,0,0,0,0,0,0,0,0,0,0,0,0,0,0]
[null,0,"               ","               ",37.589700000000001,37.336799999999997,0,0,0,0,0,0,0,0,0,0,0,0,0,0,0,0,0,0,0,0,0,0,0]
[null,0,"               ","               ",37.336799999999997,37.0839,0,0,0,0,0,0,0,0,0,0,0,0,0,0,0,0,0,0,0,0,0,0,0]
[null,0,"               ","               ",37.0839,36.831000000000003,0,0,0,0,0,0,0,0,0,0,0,0,0,0,0,0,0,0,0,0,0,0,0]
[null,0,"               ","               ",36.831000000000003,36.578099999999999,0,0,0,0,0,0,0,0,0,0,0,0,0,0,0,0,0,0,0,0,0,0,0]
[null,0,"               ","               ",36.578099999999999,36.325200000000002,0,0,0,0,0,0,0,0,0,0,0,0,0,0,0,0,0,0,0,0,0,0,0]
[null,0,"               ","               ",36.325200000000002,36.072299999999998,0,0,0,0,0,0,0,0,0,0,0,0,0,0,0,0,0,0,0,0,0,0,0]
[null,0,"               ","               ",36.072299999999998,35.819400000000002,0,0,0,0,0,0,0,0,0,0,0,0,0,0,0,0,0,0,0,0,0,0,0]
[null,0,"               ","               ",35.819400000000002,35.566499999999998,0,0,0,0,0,0,0,0,0,0,0,0,0,0,0,0,0,0,0,0,0,0,0]
[null,0,"               ","               ",35.566499999999998,35.313600000000001,0,0,0,0,0,0,0,0,0,0,0,0,0,0,0,0,0,0,0,0,0,0,0]
[null,0,"               ","               ",35.313600000000001,35.060699999999997,0,0,0,0,0,0,0,0,0,0,0,0,0,0,0,0,0,0,0,0,0,0,0]
[null,0,"               ","               ",35.060699999999997,34.8078,0,0,0,0,0,0,0,0,0,0,0,0,0,0,0,0,0,0,0,0,0,0,0]
[null,0,"               ","               ",34.8078,34.554900000000004,0,0,0,0,0,0,0,0,0,0,0,0,0,0,0,0,0,0,0,0,0,0,0]
[null,0,"               ","               ",34.554900000000004,34.302,0,0,0,0,0,0,0,0,0,0,0,0,0,0,0,0,0,0,0,0,0,0,0]
[null,0,"               ","               ",34.302,34.049100000000003,0,0,0,0,0,0,0,0,0,0,0,0,0,0,0,0,0,0,0,0,0,0,0]
[null,0,"               ","               ",34.049100000000003,33.796199999999999,0,0,0,0,0,0,0,0,0,0,0,0,0,0,0,0,0,0,0,0,0,0,0]
[null,0,"               ","               ",33.796199999999999,33.552100000000003,0,4.4999999999999997E-3,21.724499999999999,821.05899999999997,0,10.0145,0,2.0453999999999999,547.45069999999998,63.1768,2606.1118999999999,0,0,0,10.08,0,0,0,314.8236,150,0,0,8.0599000000000007]
[null,0,"               ","               ",33.552100000000003,33.308100000000003,0,0,0,0,0,0,0,0,0,0,0,0,0,0,0,0,0,0,0,0,0,0,0]
[null,0,"               ","               ",33.308100000000003,33.064,0,0,0,0,0,0,0,0,0,0,0,0,0,0,0,0,0,0,0,0,0,0,0]
[null,0,"               ","               ",33.064,32.819899999999997,0,0,0,0,0,0,0,0,0,0,0,0,0,0,0,0,0,0,0,0,0,0,0]
[null,0,"               ","               ",32.819899999999997,32.575800000000001,0,0,0,0,0,0,0,0,0,0,0,0,0,0,0,0,0,0,0,0,0,0,0]
[null,0,"               ","               ",32.575800000000001,32.331699999999998,0,0,0,0,0,0,0,0,0,0,0,0,0,0,0,0,0,0,0,0,0,0,0]
[null,0,"               ","               ",32.331699999999998,32.085099999999997,0,1.1299999999999999E-2,21.724499999999999,821.05899999999997,0,10.0145,0,2.0453999999999999,547.45069999999998,63.1768,2606.1118999999999,0,0,0,10.08,0,0,0,314.8236,150,0,0,8.0599000000000007]
[null,0,"               ","               ",32.085099999999997,31.8386,0,0,0,0,0,0,0,0,0,0,0,0,0,0,0,0,0,0,0,0,0,0,0]
[null,0,"               ","               ",31.8386,31.591999999999999,0,0,0,0,0,0,0,0,0,0,0,0,0,0,0,0,0,0,0,0,0,0,0]
[null,0,"               ","               ",31.591999999999999,31.345400000000001,0,0,0,0,0,0,0,0,0,0,0,0,0,0,0,0,0,0,0,0,0,0,0]
[null,0,"               ","               ",31.345400000000001,31.098800000000001,0,0,0,0,0,0,0,0,0,0,0,0,0,0,0,0,0,0,0,0,0,0,0]
[null,0,"               ","               ",31.098800000000001,30.8523,0,0,0,0,0,0,0,0,0,0,0,0,0,0,0,0,0,0,0,0,0,0,0]
[null,0,"               ","               ",30.8523,30.605699999999999,0,0,0,0,0,0,0,0,0,0,0,0,0,0,0,0,0,0,0,0,0,0,0]
[null,0,"               ","               ",30.605699999999999,30.359100000000002,0,1.61E-2,22.175999999999998,1548.2963,30,6,0,69.472899999999996,4096.5925999999999,1009.6593,5000,0,0,0,0,0,0,0,100,100,0,0,8]
[null,0,"               ","               ",30.359100000000002,30.1126,0,0,0,0,0,0,0,0,0,0,0,0,0,0,0,0,0,0,0,0,0,0,0]
[null,0,"               ","               ",30.1126,29.866,0,0,0,0,0,0,0,0,0,0,0,0,0,0,0,0,0,0,0,0,0,0,0]
[null,0,"               ","               ",29.866,29.619399999999999,0,0,0,0,0,0,0,0,0,0,0,0,0,0,0,0,0,0,0,0,0,0,0]
[null,0,"               ","               ",29.619399999999999,29.372800000000002,0,0,0,0,0,0,0,0,0,0,0,0,0,0,0,0,0,0,0,0,0,0,0]
[null,0,"               ","               ",29.372800000000002,29.126300000000001,0,0,0,0,0,0,0,0,0,0,0,0,0,0,0,0,0,0,0,0,0,0,0]
[null,0,"               ","               ",29.126300000000001,28.8797,0,0,0,0,0,0,0,0,0,0,0,0,0,0,0,0,0,0,0,0,0,0,0]
[null,0,"               ","               ",28.8797,28.633099999999999,0,0,0,0,0,0,0,0,0,0,0,0,0,0,0,0,0,0,0,0,0,0,0]
[null,0,"               ","               ",28.633099999999999,28.386500000000002,0,0,0,0,0,0,0,0,0,0,0,0,0,0,0,0,0,0,0,0,0,0,0]
[null,0,"               ","               ",28.386500000000002,28.14,0,0,0,0,0,0,0,0,0,0,0,0,0,0,0,0,0,0,0,0,0,0,0]
[null,0,"               ","               ",28.14,27.8934,0,0,0,0,0,0,0,0,0,0,0,0,0,0,0,0,0,0,0,0,0,0,0]
[null,0,"               ","               ",27.8934,27.646799999999999,0,0,0,0,0,0,0,0,0,0,0,0,0,0,0,0,0,0,0,0,0,0,0]
[null,0,"               ","               ",27.646799999999999,27.400200000000002,0,0,0,0,0,0,0,0,0,0,0,0,0,0,0,0,0,0,0,0,0,0,0]
[null,0,"               ","               ",27.400200000000002,27.153700000000001,0,0,0,0,0,0,0,0,0,0,0,0,0,0,0,0,0,0,0,0,0,0,0]
[null,0,"               ","               ",27.153700000000001,26.9071,0,0,0,0,0,0,0,0,0,0,0,0,0,0,0,0,0,0,0,0,0,0,0]
[null,0,"               ","               ",26.9071,26.660499999999999,0,0,0,0,0,0,0,0,0,0,0,0,0,0,0,0,0,0,0,0,0,0,0]
[null,0,"               ","               ",26.660499999999999,26.413900000000002,0,0,0,0,0,0,0,0,0,0,0,0,0,0,0,0,0,0,0,0,0,0,0]
[null,0,"               ","               ",26.413900000000002,26.167400000000001,0,0,0,0,0,0,0,0,0,0,0,0,0,0,0,0,0,0,0,0,0,0,0]
[null,0,"               ","               ",26.167400000000001,25.9208,0,0,0,0,0,0,0,0,0,0,0,0,0,0,0,0,0,0,0,0,0,0,0]
[null,0,"               ","               ",25.9208,25.674199999999999,0,0,0,0,0,0,0,0,0,0,0,0,0,0,0,0,0,0,0,0,0,0,0]
[null,0,"               ","               ",25.674199999999999,25.427600000000002,0,0,0,0,0,0,0,0,0,0,0,0,0,0,0,0,0,0,0,0,0,0,0]
[null,0,"               ","               ",25.427600000000002,25.170100000000001,0,0,0,0,0,0,0,0,0,0,0,0,0,0,0,0,0,0,0,0,0,0,0]
[null,0,"               ","               ",25.170100000000001,24.912600000000001,0,0,0,0,0,0,0,0,0,0,0,0,0,0,0,0,0,0,0,0,0,0,0]
[null,0,"               ","               ",24.912600000000001,24.655200000000001,0,0,0,0,0,0,0,0,0,0,0,0,0,0,0,0,0,0,0,0,0,0,0]
[null,0,"               ","               ",24.655200000000001,24.3977,0,0,0,0,0,0,0,0,0,0,0,0,0,0,0,0,0,0,0,0,0,0,0]
[null,0,"               ","               ",24.3977,24.1402,0,0,0,0,0,0,0,0,0,0,0,0,0,0,0,0,0,0,0,0,0,0,0]
[null,0,"               ","               ",24.1402,23.8827,0,3.3E-3,22.175999999999998,1548.2963,30,6,0,69.472899999999996,4096.5925999999999,1009.6593,5000,0,0,0,0,0,0,0,100,100,0,0,8]
[null,0,"               ","               ",23.8827,23.6252,0,0,0,0,0,0,0,0,0,0,0,0,0,0,0,0,0,0,0,0,0,0,0]
[null,0,"               ","               ",23.6252,23.367699999999999,0,0,0,0,0,0,0,0,0,0,0,0,0,0,0,0,0,0,0,0,0,0,0]
[null,0,"               ","               ",23.367699999999999,23.110199999999999,0,0,0,0,0,0,0,0,0,0,0,0,0,0,0,0,0,0,0,0,0,0,0]
[null,0,"               ","               ",23.110199999999999,22.852699999999999,0,0,0,0,0,0,0,0,0,0,0,0,0,0,0,0,0,0,0,0,0,0,0]
[null,0,"               ","               ",22.852699999999999,22.6023,0,0,0,0,0,0,0,0,0,0,0,0,0,0,0,0,0,0,0,0,0,0,0]
[null,0,"               ","               ",22.6023,22.352,0,0,0,0,0,0,0,0,0,0,0,0,0,0,0,0,0,0,0,0,0,0,0]
[null,0,"               ","               ",22.352,22.101700000000001,0,0,0,0,0,0,0,0,0,0,0,0,0,0,0,0,0,0,0,0,0,0,0]
[null,0,"               ","               ",22.101700000000001,21.851299999999998,0,0,0,0,0,0,0,0,0,0,0,0,0,0,0,0,0,0,0,0,0,0,0]
[null,0,"               ","               ",21.851299999999998,21.600999999999999,0,0,0,0,0,0,0,0,0,0,0,0,0,0,0,0,0,0,0,0,0,0,0]
[null,0,"               ","               ",21.600999999999999,21.3506,0,0,0,0,0,0,0,0,0,0,0,0,0,0,0,0,0,0,0,0,0,0,0]
[null,0,"               ","               ",21.3506,21.100300000000001,0,0,0,0,0,0,0,0,0,0,0,0,0,0,0,0,0,0,0,0,0,0,0]
[null,0,"               ","               ",21.100300000000001,20.849900000000002,0,0,0,0,0,0,0,0,0,0,0,0,0,0,0,0,0,0,0,0,0,0,0]
[null,0,"               ","               ",20.849900000000002,20.599599999999999,0,0,0,0,0,0,0,0,0,0,0,0,0,0,0,0,0,0,0,0,0,0,0]
[null,0,"               ","               ",20.599599999999999,20.353200000000001,0,0,0,0,0,0,0,0,0,0,0,0,0,0,0,0,0,0,0,0,0,0,0]
[null,0,"               ","               ",20.353200000000001,20.1067,0,0,0,0,0,0,0,0,0,0,0,0,0,0,0,0,0,0,0,0,0,0,0]
[null,0,"               ","               ",20.1067,19.860299999999999,0,0,0,0,0,0,0,0,0,0,0,0,0,0,0,0,0,0,0,0,0,0,0]
[null,0,"               ","               ",19.860299999999999,19.613900000000001,0,0,0,0,0,0,0,0,0,0,0,0,0,0,0,0,0,0,0,0,0,0,0]
[null,0,"               ","               ",19.613900000000001,19.3674,0,0,0,0,0,0,0,0,0,0,0,0,0,0,0,0,0,0,0,0,0,0,0]
[null,0,"               ","               ",19.3674,19.120999999999999,0,0,0,0,0,0,0,0,0,0,0,0,0,0,0,0,0,0,0,0,0,0,0]
[null,0,"               ","               ",19.120999999999999,18.874600000000001,0,0,0,0,0,0,0,0,0,0,0,0,0,0,0,0,0,0,0,0,0,0,0]
[null,0,"               ","               ",18.874600000000001,18.6282,0,0,0,0,0,0,0,0,0,0,0,0,0,0,0,0,0,0,0,0,0,0,0]
[null,0,"               ","               ",18.6282,18.381699999999999,0,0,0,0,0,0,0,0,0,0,0,0,0,0,0,0,0,0,0,0,0,0,0]
[null,0,"               ","               ",18.381699999999999,18.135300000000001,0,0,0,0,0,0,0,0,0,0,0,0,0,0,0,0,0,0,0,0,0,0,0]
[null,0,"               ","               ",18.135300000000001,17.8889,0,0,0,0,0,0,0,0,0,0,0,0,0,0,0,0,0,0,0,0,0,0,0]
[null,0,"               ","               ",17.8889,17.642399999999999,0,0,0,0,0,0,0,0,0,0,0,0,0,0,0,0,0,0,0,0,0,0,0]
[null,0,"               ","               ",17.642399999999999,17.396000000000001,0,0,0,0,0,0,0,0,0,0,0,0,0,0,0,0,0,0,0,0,0,0,0]
[null,0,"               ","               ",17.396000000000001,17.1496,0,0,0,0,0,0,0,0,0,0,0,0,0,0,0,0,0,0,0,0,0,0,0]
[null,0,"               ","               ",17.1496,16.903099999999998,0,0,0,0,0,0,0,0,0,0,0,0,0,0,0,0,0,0,0,0,0,0,0]
[null,0,"               ","               ",16.903099999999998,16.656700000000001,0,0,0,0,0,0,0,0,0,0,0,0,0,0,0,0,0,0,0,0,0,0,0]
[null,0,"               ","               ",16.656700000000001,16.401900000000001,0,0,0,0,0,0,0,0,0,0,0,0,0,0,0,0,0,0,0,0,0,0,0]
[null,0,"               ","               ",16.401900000000001,16.147099999999998,0,0,0,0,0,0,0,0,0,0,0,0,0,0,0,0,0,0,0,0,0,0,0]
[null,0,"               ","               ",16.147099999999998,15.892300000000001,0,0,0,0,0,0,0,0,0,0,0,0,0,0,0,0,0,0,0,0,0,0,0]
[null,0,"               ","               ",15.892300000000001,15.637499999999999,0,0,0,0,0,0,0,0,0,0,0,0,0,0,0,0,0,0,0,0,0,0,0]
[null,0,"               ","               ",15.637499999999999,15.3826,0,5.9499999999999997E-2,21.724499999999999,821.05899999999997,0,10.0145,0,2.0453999999999999,547.45069999999998,63.1768,2606.1118999999999,0,0,0,10.08,0,0,0,314.8236,150,0,0,8.0599000000000007]
[null,0,"               ","               ",15.3826,15.127800000000001,0,0,0,0,0,0,0,0,0,0,0,0,0,0,0,0,0,0,0,0,0,0,0]
[null,0,"               ","               ",15.127800000000001,14.8864,0,1.1299999999999999E-2,21.724499999999999,821.05899999999997,0,10.0145,0,2.0453999999999999,547.45069999999998,63.1768,2606.1118999999999,0,0,0,10.08,0,0,0,314.8236,150,0,0,8.0599000000000007]
[null,0,"               ","               ",14.8864,14.645,0,0,0,0,0,0,0,0,0,0,0,0,0,0,0,0,0,0,0,0,0,0,0]
[null,0,"               ","               ",14.645,14.403600000000001,0,0,0,0,0,0,0,0,0,0,0,0,0,0,0,0,0,0,0,0,0,0,0]
[null,0,"               ","               ",14.403600000000001,14.1622,0,0,0,0,0,0,0,0,0,0,0,0,0,0,0,0,0,0,0,0,0,0,0]
[null,0,"               ","               ",14.1622,13.9208,0,0,0,0,0,0,0,0,0,0,0,0,0,0,0,0,0,0,0,0,0,0,0]
[null,0,"               ","               ",13.9208,13.679399999999999,0,0,0,0,0,0,0,0,0,0,0,0,0,0,0,0,0,0,0,0,0,0,0]
[null,0,"  Dayton impoun","               ",13.679399999999999,13.4351,0,0,0,0,0,0,0,0,0,0,0,0,0,0,0,0,0,0,0,0,0,0,0]
[null,0,"  Dayton impoun","               ",13.4351,13.190799999999999,0,0,0,0,0,0,0,0,0,0,0,0,0,0,0,0,0,0,0,0,0,0,0]
[null,0,"  Dayton impoun","               ",13.190799999999999,12.946400000000001,0,0,0,0,0,0,0,0,0,0,0,0,0,0,0,0,0,0,0,0,0,0,0]
[null,0,"  Dayton impoun","               ",12.946400000000001,12.7021,0,0,0,0,0,0,0,0,0,0,0,0,0,0,0,0,0,0,0,0,0,0,0]
[null,0,"  Dayton impoun","               ",12.7021,12.457800000000001,0,0,0,0,0,0,0,0,0,0,0,0,0,0,0,0,0,0,0,0,0,0,0]
[null,0,"  Dayton impoun","               ",12.457800000000001,12.2134,0,0,0,0,0,0,0,0,0,0,0,0,0,0,0,0,0,0,0,0,0,0,0]
[null,0,"  Dayton impoun","               ",12.2134,11.969099999999999,0,0,0,0,0,0,0,0,0,0,0,0,0,0,0,0,0,0,0,0,0,0,0]
[null,0,"  Dayton impoun","               ",11.969099999999999,11.7248,0,0,0,0,0,0,0,0,0,0,0,0,0,0,0,0,0,0,0,0,0,0,0]
[null,0,"  Dayton impoun","               ",11.7248,11.480399999999999,0,0,0,0,0,0,0,0,0,0,0,0,0,0,0,0,0,0,0,0,0,0,0]
[null,0,"  Dayton impoun","               ",11.480399999999999,11.2361,0,0,0,0,0,0,0,0,0,0,0,0,0,0,0,0,0,0,0,0,0,0,0]
[null,0,"  Dayton impoun","               ",11.2361,10.9918,0,0,0,0,0,0,0,0,0,0,0,0,0,0,0,0,0,0,0,0,0,0,0]
[null,0,"  Dayton impoun","               ",10.9918,10.747400000000001,0,0,0,0,0,0,0,0,0,0,0,0,0,0,0,0,0,0,0,0,0,0,0]
[null,0,"  Dayton impoun","               ",10.747400000000001,10.5031,0,0,0,0,0,0,0,0,0,0,0,0,0,0,0,0,0,0,0,0,0,0,0]
[null,0,"  Dayton impoun","               ",10.5031,10.258800000000001,0,0,0,0,0,0,0,0,0,0,0,0,0,0,0,0,0,0,0,0,0,0,0]
[null,0,"  Dayton impoun","               ",10.258800000000001,10.0144,0,0,0,0,0,0,0,0,0,0,0,0,0,0,0,0,0,0,0,0,0,0,0]
[null,0,"  Dayton impoun","               ",10.0144,9.7700999999999993,0,0,0,0,0,0,0,0,0,0,0,0,0,0,0,0,0,0,0,0,0,0,0]
[null,0,"  Dayton impoun","               ",9.7700999999999993,9.5258000000000003,0,0,0,0,0,0,0,0,0,0,0,0,0,0,0,0,0,0,0,0,0,0,0]
[null,0,"  Dayton impoun","               ",9.5258000000000003,9.2813999999999997,0,0,0,0,0,0,0,0,0,0,0,0,0,0,0,0,0,0,0,0,0,0,0]
[null,0,"Dayton dam     ","Dayton dam     ",9.2813999999999997,9.1313999999999993,0,0,0,0,0,0,0,0,0,0,0,0,0,0,0,0,0,0,0,0,0,0,0]
[null,0,"               ","               ",9.1313999999999993,8.8846000000000007,0,0,0,0,0,0,0,0,0,0,0,0,0,0,0,0,0,0,0,0,0,0,0]
[null,0,"               ","               ",8.8846000000000007,8.6378000000000004,0,0,0,0,0,0,0,0,0,0,0,0,0,0,0,0,0,0,0,0,0,0,0]
[null,0,"               ","               ",8.6378000000000004,8.391,0,0,0,0,0,0,0,0,0,0,0,0,0,0,0,0,0,0,0,0,0,0,0]
[null,0,"               ","               ",8.391,8.1441999999999997,0,0,0,0,0,0,0,0,0,0,0,0,0,0,0,0,0,0,0,0,0,0,0]
[null,0,"               ","               ",8.1441999999999997,7.8974000000000002,0,0,0,0,0,0,0,0,0,0,0,0,0,0,0,0,0,0,0,0,0,0,0]
[null,0,"               ","               ",7.8974000000000002,7.6505999999999998,0,0,0,0,0,0,0,0,0,0,0,0,0,0,0,0,0,0,0,0,0,0,0]
[null,0,"               ","               ",7.6505999999999998,7.4039000000000001,0,0,0,0,0,0,0,0,0,0,0,0,0,0,0,0,0,0,0,0,0,0,0]
[null,0,"               ","               ",7.4039000000000001,7.1570999999999998,0,0,0,0,0,0,0,0,0,0,0,0,0,0,0,0,0,0,0,0,0,0,0]
[null,0,"               ","               ",7.1570999999999998,6.9103000000000003,0,0,0,0,0,0,0,0,0,0,0,0,0,0,0,0,0,0,0,0,0,0,0]
[null,0,"               ","               ",6.9103000000000003,6.6635,0,0,0,0,0,0,0,0,0,0,0,0,0,0,0,0,0,0,0,0,0,0,0]
[null,0,"               ","               ",6.6635,6.4166999999999996,0,0,0,0,0,0,0,0,0,0,0,0,0,0,0,0,0,0,0,0,0,0,0]
[null,0,"               ","               ",6.4166999999999996,6.1699000000000002,0,0,0,0,0,0,0,0,0,0,0,0,0,0,0,0,0,0,0,0,0,0,0]
[null,0,"               ","               ",6.1699000000000002,5.9230999999999998,0,0,0,0,0,0,0,0,0,0,0,0,0,0,0,0,0,0,0,0,0,0,0]
[null,0,"               ","               ",5.9230999999999998,5.6763000000000003,0,0,0,0,0,0,0,0,0,0,0,0,0,0,0,0,0,0,0,0,0,0,0]
[null,0,"               ","               ",5.6763000000000003,5.4295,0,0,0,0,0,0,0,0,0,0,0,0,0,0,0,0,0,0,0,0,0,0,0]
[null,0,"               ","               ",5.4295,5.1826999999999996,0,0,0,0,0,0,0,0,0,0,0,0,0,0,0,0,0,0,0,0,0,0,0]
[null,0,"               ","               ",5.1826999999999996,4.9359000000000002,0,0,0,0,0,0,0,0,0,0,0,0,0,0,0,0,0,0,0,0,0,0,0]
[null,0,"               ","               ",4.9359000000000002,4.6890999999999998,0,0,0,0,0,0,0,0,0,0,0,0,0,0,0,0,0,0,0,0,0,0,0]
[null,0,"               ","               ",4.6890999999999998,4.4423000000000004,0,0,0,0,0,0,0,0,0,0,0,0,0,0,0,0,0,0,0,0,0,0,0]
[null,0,"               ","               ",4.4423000000000004,4.1955,0,0,0,0,0,0,0,0,0,0,0,0,0,0,0,0,0,0,0,0,0,0,0]
[null,0,"               ","               ",4.1955,3.9487000000000001,0,0,0,0,0,0,0,0,0,0,0,0,0,0,0,0,0,0,0,0,0,0,0]
[null,0,"               ","               ",3.9487000000000001,3.7019000000000002,0,0,0,0,0,0,0,0,0,0,0,0,0,0,0,0,0,0,0,0,0,0,0]
[null,0,"               ","               ",3.7019000000000002,3.4550999999999998,0,0,0,0,0,0,0,0,0,0,0,0,0,0,0,0,0,0,0,0,0,0,0]
[null,0,"               ","               ",3.4550999999999998,3.2082999999999999,0,0,0,0,0,0,0,0,0,0,0,0,0,0,0,0,0,0,0,0,0,0,0]
[null,0,"               ","               ",3.2082999999999999,2.9615,0,0,0,0,0,0,0,0,0,0,0,0,0,0,0,0,0,0,0,0,0,0,0]
[null,0,"               ","               ",2.9615,2.7147000000000001,0,0,0,0,0,0,0,0,0,0,0,0,0,0,0,0,0,0,0,0,0,0,0]
[null,0,"               ","               ",2.7147000000000001,2.468,0,0,0,0,0,0,0,0,0,0,0,0,0,0,0,0,0,0,0,0,0,0,0]
[null,0,"               ","               ",2.468,2.2212000000000001,0,0,0,0,0,0,0,0,0,0,0,0,0,0,0,0,0,0,0,0,0,0,0]
[null,0,"               ","               ",2.2212000000000001,1.9743999999999999,0,0,0,0,0,0,0,0,0,0,0,0,0,0,0,0,0,0,0,0,0,0,0]
[null,0,"               ","               ",1.9743999999999999,1.7276,0,0,0,0,0,0,0,0,0,0,0,0,0,0,0,0,0,0,0,0,0,0,0]
[null,0,"               ","               ",1.7276,1.4807999999999999,0,0,0,0,0,0,0,0,0,0,0,0,0,0,0,0,0,0,0,0,0,0,0]
[null,0,"               ","               ",1.4807999999999999,1.234,0,0,0,0,0,0,0,0,0,0,0,0,0,0,0,0,0,0,0,0,0,0,0]
[null,0,"               ","               ",1.234,0.98719999999999997,0,0,0,0,0,0,0,0,0,0,0,0,0,0,0,0,0,0,0,0,0,0,0]
[null,0,"               ","               ",0.98719999999999997,0.74039999999999995,0,0,0,0,0,0,0,0,0,0,0,0,0,0,0,0,0,0,0,0,0,0,0]
[null,0,"               ","               ",0.74039999999999995,0.49359999999999998,0,0,0,0,0,0,0,0,0,0,0,0,0,0,0,0,0,0,0,0,0,0,0]
[null,0,"               ","               ",0.49359999999999998,0.24679999999999999,0,0,0,0,0,0,0,0,0,0,0,0,0,0,0,0,0,0,0,0,0,0,0]
[null,0,"               ","               ",0.24679999999999999,0,0,0,0,0,0,0,0,0,0,0,0,0,0,0,0,0,0,0,0,0,0,0,0]

{"sheet":"Hydraulics Summary","index":23,"n_rows":59,"n_cols":15,"rows_kept":59,"cut":false,"hidden":false,"merged":[]}
["QUAL2K"]
["Stream Water Quality Model"]
["Lick Creek (8/18/2019)"]
["Hydraulics Summary"]
[]
[]
["Tributary","Reach","Downstream","Downstream","Hydraulics",null,null,null,null,null,null,null,"Reaeration","Reaeration formulas","Water"]
["No.","Label","Label","Distance","Q, m3/s","E', m3/s","H, m","Btop, m","Ac, m^2","U, mps","trav time,  d","Slope","ka,20, /d","water/wind","Drop (m)"]
[0,"Mainstem headwater       ",null,17.49691,0.38296999999999998,0,0.31017,7.1836200000000003,1.5867800000000001,0.24135000000000001,0,1.1000000000000001E-3,"            "]
[0,"Mainstream Headwater     ",null,17.399529999999999,0.38296999999999998,0.19148999999999999,0.25629000000000002,6.4651399999999999,1.2190399999999999,0.31415999999999999,3.5899999999999999E-3,2.3E-3,30.399039999999999,"Owens/No wind",0]
[0,"Mainstream Headwater     ",null,17.302150000000001,0.38296999999999998,0.19148999999999999,0.25629000000000002,6.4651399999999999,1.2190399999999999,0.31415999999999999,7.1799999999999998E-3,2.3E-3,30.399039999999999,"Owens/No wind",0]
[0,"Mainstream Headwater     ",null,17.20476,0.38296999999999998,0.19148999999999999,0.25629000000000002,6.4651399999999999,1.2190399999999999,0.31415999999999999,1.076E-2,2.3E-3,30.399039999999999,"Owens/No wind",0]
[0,"Mainstream Headwater     ",null,17.107379999999999,0.73346999999999996,0.36674000000000001,0.35768,7.8170299999999999,1.94309,0.37747999999999998,1.375E-2,2.3E-3,18.55537,"Owens/No wind",0]
[0,"Mainstream Headwater     ",null,17.010000000000002,0.73346999999999996,0.36446000000000001,0.35768,7.8170299999999999,1.94309,0.37747999999999998,1.6729999999999998E-2,2.3E-3,18.55537,"Owens/No wind",0]
[0,"                         ",null,16.9114,0.73346999999999996,0.36674000000000001,0.46571000000000001,6.6045100000000003,2.1056900000000001,0.34832999999999997,2.001E-2,3.2000000000000002E-3,10.79016,"Owens/No wind",0]
[0,"                         ",null,16.812799999999999,0.73346999999999996,0.36674000000000001,0.46571000000000001,6.6045100000000003,2.1056900000000001,0.34832999999999997,2.3290000000000002E-2,3.2000000000000002E-3,10.79016,"Owens/No wind",0]
[0,"                         ",null,16.714200000000002,0.73346999999999996,0.36674000000000001,0.46571000000000001,6.6045100000000003,2.1056900000000001,0.34832999999999997,2.656E-2,3.2000000000000002E-3,10.79016,"Owens/No wind",0]
[0,"                         ",null,16.615600000000001,0.73346999999999996,0.36674000000000001,0.46571000000000001,6.6045100000000003,2.1056900000000001,0.34832999999999997,2.9839999999999998E-2,3.2000000000000002E-3,10.79016,"Owens/No wind",0]
[0,"                         ",null,16.516999999999999,0.73346999999999996,0.36674000000000001,0.46571000000000001,6.6045100000000003,2.1056900000000001,0.34832999999999997,3.3119999999999997E-2,3.2000000000000002E-3,10.79016,"Owens/No wind",0]
[0,"                         ",null,16.418399999999998,0.73346999999999996,0.36674000000000001,0.46571000000000001,6.6045100000000003,2.1056900000000001,0.34832999999999997,3.6389999999999999E-2,3.2000000000000002E-3,10.79016,"Owens/No wind",0]
[0,"                         ",null,16.31981,0.73346999999999996,0.38367000000000001,0.46571000000000001,6.6045100000000003,2.1056900000000001,0.34832999999999997,3.9669999999999997E-2,3.2000000000000002E-3,10.79016,"Owens/No wind",0]
[0,"                         ",null,16.22991,0.73346999999999996,0.36674000000000001,0.43230000000000002,8.8679299999999994,2.7732700000000001,0.26447999999999999,4.36E-2,1.1999999999999999E-3,10.297029999999999,"Owens/No wind",0]
[0,"                         ",null,16.14002,0.73346999999999996,0.36674000000000001,0.43230000000000002,8.8679299999999994,2.7732700000000001,0.26447999999999999,4.7539999999999999E-2,1.1999999999999999E-3,10.297029999999999,"Owens/No wind",0]
[0,"                         ",null,16.05012,0.73346999999999996,0.31768000000000002,0.43230000000000002,8.8679299999999994,2.7732700000000001,0.26447999999999999,5.1470000000000002E-2,1.1999999999999999E-3,10.297029999999999,"Owens/No wind",0]
[0,"                         ",null,15.93247,0.73346999999999996,0.36674000000000001,0.48610999999999999,5.4785300000000001,2.07239,0.35393000000000002,5.5320000000000001E-2,1.1999999999999999E-3,10.074680000000001,"Owens/No wind",0]
[0,"                         ",null,15.81481,0.73346999999999996,0.39911000000000002,0.48610999999999999,5.4785300000000001,2.07239,0.35393000000000002,5.917E-2,1.1999999999999999E-3,10.074680000000001,"Owens/No wind",0]
[0,"                         ",null,15.716240000000001,0.73346999999999996,0.36674000000000001,0.49018,5.5282999999999998,1.8031600000000001,0.40677000000000002,6.1969999999999997E-2,2.3E-3,10.88959,"Owens/No wind",0]
[0,"                         ",null,15.61767,0.73346999999999996,0.36674000000000001,0.49018,5.5282999999999998,1.8031600000000001,0.40677000000000002,6.4769999999999994E-2,2.3E-3,10.88959,"Owens/No wind",0]
[0,"                         ",null,15.5191,0.73346999999999996,0.36674000000000001,0.49018,5.5282999999999998,1.8031600000000001,0.40677000000000002,6.7580000000000001E-2,2.3E-3,10.88959,"Owens/No wind",0]
[0,"                         ",null,15.420529999999999,0.73346999999999996,0.36674000000000001,0.49018,5.5282999999999998,1.8031600000000001,0.40677000000000002,7.0379999999999998E-2,2.3E-3,10.88959,"Owens/No wind",0]
[0,"                         ",null,15.321960000000001,0.73346999999999996,0.36674000000000001,0.49018,5.5282999999999998,1.8031600000000001,0.40677000000000002,7.3190000000000005E-2,2.3E-3,10.88959,"Owens/No wind",0]
[0,"                         ",null,15.22339,0.73346999999999996,0.36674000000000001,0.49018,5.5282999999999998,1.8031600000000001,0.40677000000000002,7.5990000000000002E-2,2.3E-3,10.88959,"Owens/No wind",0]
[0,"                         ",null,15.12482,0.73346999999999996,6.8650000000000003E-2,0.49018,5.5282999999999998,1.8031600000000001,0.40677000000000002,7.8799999999999995E-2,2.3E-3,10.88959,"Owens/No wind",0]
[0,"                         ",null,14.170260000000001,0.73346999999999996,0.36215999999999998,0.50897999999999999,7.6195899999999996,2.4045200000000002,0.30503999999999998,0.11502,1.1000000000000001E-3,8.3759399999999999,"Owens/No wind",0]
[0,"                         ",null,13.191599999999999,0.73346999999999996,0.29260000000000003,0.55335000000000001,5.5230699999999997,1.8654299999999999,0.39318999999999998,0.14383000000000001,1.6999999999999999E-3,8.5062700000000007,"Owens/No wind",0]
[0,"                         ",null,11.71697,0.80242999999999998,0.56249000000000005,0.55430000000000001,7.1473699999999996,2.5722200000000002,0.31196000000000002,0.19853999999999999,1.4E-3,7.2615800000000004,"Owens/No wind",0]
[0,"Tatum Creek Confluence - ",null,11.08793,0.80242999999999998,0.29721999999999998,0.50741999999999998,9.5376300000000001,2.7291400000000001,0.29402,0.2233,1.6999999999999999E-3,8.2184799999999996,"Owens/No wind",0]
[0,"                         ",null,10.01868,0.80242999999999998,0.55998999999999999,0.46988000000000002,7.1334400000000002,2.4636300000000002,0.32571,0.26129000000000002,1.4E-3,10.146940000000001,"Owens/No wind",0]
[0,"                         ",null,9.5557400000000001,0.86029999999999995,0.32557000000000003,0.60348999999999997,7.6498100000000004,2.5842200000000002,0.33290999999999998,0.27739000000000003,1.1999999999999999E-3,6.4807100000000002,"Owens/No wind",0]
[0,"Dog Creek Confluence - RM",null,8.7953799999999998,0.86029999999999995,0.32811000000000001,0.61012,7.0098099999999999,3.0682200000000002,0.28038999999999997,0.30876999999999999,1.1999999999999999E-3,4.3666999999999998,"O'Conn/No wind",0]
[0,"                         ",null,7.5621099999999997,0.87317,0.66927999999999999,0.64365000000000006,9.4607299999999999,3.3389500000000001,0.26151000000000002,0.36336000000000002,1.1999999999999999E-3,3.89195,"O'Conn/No wind",0]
[0,"Fort Cooper Creek Conflue",null,7.1863999999999999,0.97787999999999997,0.2838,0.60816999999999999,3.0444300000000002,1.3892,0.70391000000000004,0.36953000000000003,4.1999999999999997E-3,10.55111,"Owens/No wind",0]
[0,"                         ",null,6.2675599999999996,0.97787999999999997,0.49896000000000001,0.62627999999999995,8.6135400000000004,3.2699400000000001,0.29904999999999998,0.40510000000000002,1.1999999999999999E-3,4.3361900000000002,"O'Conn/No wind",0]
[0,"Hassell Creek Confluence ",null,5.3856099999999998,0.97787999999999997,0.63102999999999998,0.51985000000000003,11.07006,4.0657300000000003,0.24052000000000001,0.44753999999999999,8.0000000000000004E-4,6.8693099999999996,"Owens/No wind",0]
[0,"                         ",null,4.9008399999999996,0.97787999999999997,0.36001,0.47765999999999997,13.51557,4.1742499999999998,0.23426,0.47149000000000002,8.0000000000000004E-4,7.8930999999999996,"Owens/No wind",0]
[0,"                         ",null,4.0688599999999999,0.97787999999999997,0.69057999999999997,0.61338000000000004,5.7544000000000004,2.3256800000000002,0.42047000000000001,0.49439,1.6000000000000001E-3,5.3048200000000003,"O'Conn/No wind",0]
[0,"                         ",null,3.7227299999999999,0.97787999999999997,0.48893999999999999,0.63702999999999999,8.0640000000000001,3.5393500000000002,0.27628999999999998,0.50888999999999995,1E-3,4.0628599999999997,"O'Conn/No wind",0]
[0,"                         ",null,3.3766099999999999,0.97787999999999997,0.48893999999999999,0.63702999999999999,8.0640000000000001,3.5393500000000002,0.27628999999999998,0.52339000000000002,1E-3,4.0628599999999997,"O'Conn/No wind",0]
[0,"                         ",null,3.0304799999999998,0.97787999999999997,0.48893999999999999,0.63702999999999999,8.0640000000000001,3.5393500000000002,0.27628999999999998,0.53788999999999998,1E-3,4.0628599999999997,"O'Conn/No wind",0]
[0,"                         ",null,2.6843499999999998,0.97787999999999997,0.48893999999999999,0.63702999999999999,8.0640000000000001,3.5393500000000002,0.27628999999999998,0.55239000000000005,1E-3,4.0628599999999997,"O'Conn/No wind",0]
[0,"                         ",null,2.3382299999999998,0.97787999999999997,0.48893999999999999,0.63702999999999999,8.0640000000000001,3.5393500000000002,0.27628999999999998,0.56689000000000001,1E-3,4.0628599999999997,"O'Conn/No wind",0]
[0,"                         ",null,1.9921,0.97787999999999997,0.48893999999999999,0.63702999999999999,8.0640000000000001,3.5393500000000002,0.27628999999999998,0.58138999999999996,1E-3,4.0628599999999997,"O'Conn/No wind",0]
[0,"                         ",null,1.6459699999999999,0.97787999999999997,0.70040999999999998,0.63702999999999999,8.0640000000000001,3.5393500000000002,0.27628999999999998,0.59589000000000003,1E-3,4.0628599999999997,"O'Conn/No wind",0]
[0,"Downstream sampling Locat",null,1.5088600000000001,0.97787999999999997,0.48893999999999999,0.49478,8.0968,2.75712,0.35466999999999999,0.60036,2.3E-3,9.7640700000000002,"Owens/No wind",0]
[0,"Downstream sampling Locat",null,1.37174,0.97787999999999997,0.48893999999999999,0.49478,8.0968,2.75712,0.35466999999999999,0.60484000000000004,2.3E-3,9.7640700000000002,"Owens/No wind",0]
[0,"Downstream sampling Locat",null,1.2346200000000001,0.97787999999999997,0.48893999999999999,0.49478,8.0968,2.75712,0.35466999999999999,0.60931000000000002,2.3E-3,9.7640700000000002,"Owens/No wind",0]
[0,"Downstream sampling Locat",null,1.0974999999999999,0.97787999999999997,0.48893999999999999,0.49478,8.0968,2.75712,0.35466999999999999,0.61378999999999995,2.3E-3,9.7640700000000002,"Owens/No wind",0]
[0,"Downstream sampling Locat",null,0.96038000000000001,0.97787999999999997,0.12217,0.49478,8.0968,2.75712,0.35466999999999999,0.61826000000000003,2.3E-3,9.7640700000000002,"Owens/No wind",0]
[0,"                         ",null,0,0.97787999999999997,0.48893999999999999,0.53129999999999999,8.2351299999999998,2.5924999999999998,0.37719000000000003,0.64773000000000003,1.6999999999999999E-3,8.9193999999999996,"Owens/No wind",0]

{"sheet":"Temperature Output","index":24,"n_rows":60,"n_cols":6,"rows_kept":60,"cut":false,"hidden":false,"merged":[]}
["QUAL2K"]
["Stream Water Quality Model"]
["Lick Creek (8/18/2019)"]
["Temperature Output"]
[]
[]
["Tributary","Reach","Distance","Temp(C)","Temp(C)","Temp(C)"]
["No.","Label","x(km)","Average","Minimum","Maximum"]
[0,"Mainstem headwater       ",17.4969,27,27,27]
[0,"Mainstream Headwater     ",17.4482,26.986899999999999,26.883600000000001,27.194800000000001]
[0,"Mainstream Headwater     ",17.3508,26.9739,26.7685,27.386199999999999]
[0,"Mainstream Headwater     ",17.253499999999999,26.960999999999999,26.655000000000001,27.574100000000001]
[0,"Mainstream Headwater     ",17.156099999999999,26.0215,25.797499999999999,26.47]
[0,"Mainstream Headwater     ",17.058700000000002,26.018999999999998,25.731400000000001,26.5944]
[0,"                         ",16.960699999999999,26.002199999999998,25.6753,26.6524]
[0,"                         ",16.862100000000002,25.985499999999998,25.619700000000002,26.709700000000002]
[0,"                         ",16.763500000000001,25.968800000000002,25.564399999999999,26.765999999999998]
[0,"                         ",16.664899999999999,25.952200000000001,25.509699999999999,26.821100000000001]
[0,"                         ",16.566299999999998,25.935700000000001,25.455500000000001,26.8748]
[0,"                         ",16.467700000000001,25.9193,25.401599999999998,26.927]
[0,"                         ",16.3691,25.902899999999999,25.348199999999999,26.977699999999999]
[0,"                         ",16.274899999999999,25.882999999999999,25.2837,27.037400000000002]
[0,"                         ",16.184999999999999,25.863299999999999,25.219799999999999,27.096399999999999]
[0,"                         ",16.095099999999999,25.843599999999999,25.156500000000001,27.154800000000002]
[0,"                         ",15.991300000000001,25.818999999999999,25.105499999999999,27.1736]
[0,"                         ",15.8736,25.794599999999999,25.0548,27.1922]
[0,"                         ",15.765499999999999,25.793700000000001,25.014099999999999,27.2697]
[0,"                         ",15.667,25.792899999999999,24.973500000000001,27.346900000000002]
[0,"                         ",15.5684,25.792100000000001,24.9328,27.422899999999998]
[0,"                         ",15.469799999999999,25.7913,24.892099999999999,27.4984]
[0,"                         ",15.3712,25.790400000000002,24.851700000000001,27.572900000000001]
[0,"                         ",15.2727,25.7896,24.811599999999999,27.646799999999999]
[0,"                         ",15.174099999999999,25.788799999999998,24.771699999999999,27.7196]
[0,"                         ",14.647500000000001,25.8398,24.289400000000001,28.6875]
[0,"                         ",13.680899999999999,25.828299999999999,23.957899999999999,29.165199999999999]
[0,"                         ",12.4543,26.023199999999999,23.480499999999999,30.052600000000002]
[0,"Tatum Creek Confluence - ",11.4025,26.073799999999999,23.209700000000002,30.501300000000001]
[0,"                         ",10.5533,26.043800000000001,22.916799999999999,30.674700000000001]
[0,"                         ",9.7872000000000003,26.093900000000001,22.887799999999999,30.683]
[0,"Dog Creek Confluence - RM",9.1755999999999993,26.0731,22.736699999999999,30.681899999999999]
[0,"                         ",8.1786999999999992,26.0442,22.505199999999999,30.5533]
[0,"Fort Cooper Creek Conflue",7.3742999999999999,26.146100000000001,22.691099999999999,30.488499999999998]
[0,"                         ",6.7270000000000003,26.143000000000001,22.549099999999999,30.4192]
[0,"Hassell Creek Confluence ",5.8266,26.1081,22.430299999999999,30.239599999999999]
[0,"                         ",5.1432000000000002,26.107199999999999,22.364000000000001,30.168700000000001]
[0,"                         ",4.4847999999999999,26.090699999999998,22.337499999999999,30.074400000000001]
[0,"                         ",3.8957999999999999,26.081299999999999,22.3325,30.011299999999999]
[0,"                         ",3.5497000000000001,26.071999999999999,22.3368,29.941400000000002]
[0,"                         ",3.2035,26.062999999999999,22.3491,29.865600000000001]
[0,"                         ",2.8574000000000002,26.054099999999998,22.3687,29.784600000000001]
[0,"                         ",2.5112999999999999,26.045500000000001,22.394200000000001,29.698899999999998]
[0,"                         ",2.1652,26.036999999999999,22.426300000000001,29.609400000000001]
[0,"                         ",1.819,26.028700000000001,22.462399999999999,29.516999999999999]
[0,"Downstream sampling Locat",1.5773999999999999,26.025500000000001,22.475999999999999,29.481100000000001]
[0,"Downstream sampling Locat",1.4402999999999999,26.022200000000002,22.489000000000001,29.445900000000002]
[0,"Downstream sampling Locat",1.3031999999999999,26.018999999999998,22.501300000000001,29.4115]
[0,"Downstream sampling Locat",1.1660999999999999,26.015899999999998,22.513000000000002,29.378]
[0,"Downstream sampling Locat",1.0288999999999999,26.012699999999999,22.523900000000001,29.345800000000001]
[0,"                         ",0.48020000000000002,25.991599999999998,22.578199999999999,29.176500000000001]
[0,"Terminus                 ",0,25.991599999999998,22.578199999999999,29.176500000000001]

{"sheet":"WQ Output","index":25,"n_rows":60,"n_cols":35,"rows_kept":60,"cut":false,"hidden":false,"merged":[]}
["QUAL2K"]
["Stream Water Quality Model"]
["Lick Creek (8/18/2019)"]
["Constituent (Average) Summary"]
[]
[]
["Tributary",null,null,null,null,null,null,null,null,null,null,null,null,null,null,null,null,null,null,"Constituent","Constituent","Constituent",null,"Bot Algae","QNb","QPb",null,null,null,null,"TSS"]
["No.","Reach Label","x(km)","cond (umhos)","ISS (mgD/L)","DO(mgO2/L)","CBODs (mgO2/L)","CBODf (mgO2/L)","No(ugN/L)","NH4(ugN/L)","NO3(ugN/L)","Po (ugP/L)","Inorg P (ugP/L)","Phyto (ugA/L)","INp(ugN/L)","IPp (ugP/L)","Detritus (mgD/L)","Pathogen","Alk","i","ii","iii","pH","(mgA/m2)","(ugN/mgA)","(ugP/mgA)","TOC","TN","TP","TKN","(mgD/L)","CBODu","NH3","DO sat","pHsat"]
[0,"Mainstem headwa",17.496908999999999,220.88736599999999,0.124878,6,0,6.2439000000000001E-2,0,4.162598,9.1577149999999996,0,2.2478030000000002,0.98237300000000005,0,0,8.3252000000000007E-2,0,116,0,0,0,7.699166,0,0,0,9.5807000000000003E-2,13.320311999999999,2.2478030000000002,4.162598,0.306367,0.25772099999999998,0.15020500000000001,7.8107129999999998,8.5743899999999993]
[0,"Mainstream Head",17.448218000000001,220.88750099999999,0.123963,6.6774820000000004,0,6.2446000000000002E-2,0,4.3722149999999997,8.7292159999999992,0,2.189953,0.98083600000000004,0.17236099999999999,2.5829000000000001E-2,8.3280000000000007E-2,0,116.002325,0,0,0,7.8525850000000004,332.629255,2.6659480000000002,0.307367,9.5759999999999998E-2,13.273790999999999,2.2157819999999999,4.5445760000000002,0.30532700000000002,0.25759300000000002,0.22390499999999999,7.813072,8.574325]
[0,"Mainstream Head",17.350836999999999,220.887486,0.12292,6.7889759999999999,0,6.2385999999999997E-2,0,4.6062519999999996,8.2523289999999996,0,2.1305109999999998,0.97821199999999997,0.33694499999999999,5.0699000000000001E-2,8.3216999999999999E-2,0,116.004897,0,0,0,7.8892810000000004,335.15306099999998,2.741209,0.309973,9.5606999999999998E-2,13.195525999999999,2.1812100000000001,4.9431969999999996,0.30395800000000001,0.25718200000000002,0.25846599999999997,7.8151770000000003,8.5742619999999992]
[0,"Mainstream Head",17.253454999999999,220.887519,0.12193,6.8883049999999999,0,6.2347E-2,0,4.8726099999999999,7.736561,0,2.0733069999999998,0.97591300000000003,0.49426300000000001,7.4679999999999996E-2,8.3181000000000005E-2,0,116.0077,0,0,0,7.9248909999999997,336.96294599999999,2.7924349999999998,0.311193,9.5487000000000002E-2,13.103433000000001,2.1479870000000001,5.3668719999999999,0.302703,0.256859,0.296402,7.8173139999999997,8.5742010000000004]
[0,"Mainstream Head",17.156072999999999,115.333045,2.4400780000000002,6.5176489999999996,0,3.3714379999999999,953.08787500000005,718.38099099999999,2156.768266,190.61757499999999,48.882018000000002,0.50854299999999997,0.355854,5.1214000000000003E-2,4.3400000000000001E-2,0,132.236514,0,0,0,7.3915129999999998,458.97242599999998,17.664601999999999,1.53213,1.2910239999999999,3828.592987,239.55080699999999,1671.824721,2.534332,3.4728560000000002,10.6563,7.9511479999999999,8.6404929999999993]
[0,"Mainstream Head",17.058691,115.333056,2.42726,6.5681929999999999,0,3.36531,950.45283900000004,717.42499199999997,2159.1039559999999,190.09056799999999,48.895243999999998,0.50784499999999999,0.44184499999999999,6.2115999999999998E-2,4.3385E-2,0,132.221609,0,0,0,7.4140100000000002,460.761707,17.665203999999999,1.532222,1.288713,3827.423632,239.04792800000001,1668.3196760000001,2.5214289999999999,3.466637,11.215854,7.9517939999999996,8.6404340000000008]
[0,"               ",16.960699999999999,115.33304699999999,2.4163260000000002,6.5871209999999998,0,3.359121,947.69361900000001,716.32592599999998,2161.8674799999999,189.538724,49.005195000000001,0.50707400000000002,0.52404499999999998,7.2674000000000002E-2,4.3355999999999999E-2,0,132.20483100000001,0,0,0,7.4281750000000004,396.696956,17.682948,1.5347999999999999,1.2863690000000001,3826.4110700000001,238.616592,1664.54359,2.510389,3.4603329999999999,11.567987,7.9545370000000002,8.6402889999999992]
[0,"               ",16.862100999999999,115.333055,2.4054570000000002,6.6053740000000003,0,3.3529610000000001,944.94488899999999,715.23386000000005,2164.6237660000002,188.988978,49.113895999999997,0.50650200000000001,0.59743500000000005,8.2183000000000006E-2,4.3337000000000001E-2,0,132.18809999999999,0,0,0,7.4423349999999999,397.746714,17.692193,1.5366869999999999,1.284049,3825.3999490000001,238.185057,1660.7761829999999,2.499444,3.454091,11.934184,7.9573159999999996,8.6401450000000004]
[0,"               ",16.763501999999999,115.333049,2.394625,6.6230640000000003,0,3.346819,942.20657400000005,714.14650700000004,2167.3689650000001,188.441315,49.220368999999998,0.50589700000000004,0.66384200000000004,9.0838000000000002E-2,4.3310000000000001E-2,0,132.171424,0,0,0,7.4564919999999999,398.78468299999997,17.701350999999999,1.5385439999999999,1.28173,3824.3858879999998,237.752522,1657.0169229999999,2.488524,3.447854,12.315357000000001,7.9600920000000004,8.6400009999999998]
[0,"               ",16.664902999999999,115.33305300000001,2.3838499999999998,6.6401380000000003,0,3.3407019999999998,939.47860300000002,713.06274199999996,2170.1058849999999,187.89572100000001,49.325071999999999,0.50540700000000005,0.72497800000000001,9.8838999999999996E-2,4.3288E-2,0,132.154788,0,0,0,7.47065,399.808718,17.710372,1.5403640000000001,1.279428,3823.3722079999998,237.31963200000001,1653.2663230000001,2.4776790000000002,3.441662,12.712469,7.9628629999999996,8.6398580000000003]
[0,"               ",16.566303000000001,115.33305,2.3731179999999998,6.6566720000000004,0,3.334603,936.76090499999998,711.98151900000005,2172.8323439999999,187.352181,49.427481,0.50490400000000002,0.78168199999999999,0.106278,4.3263000000000003E-2,0,132.13819699999999,0,0,0,7.4848109999999997,400.81771199999997,17.719370999999999,1.5421579999999999,1.277131,3822.3564500000002,236.88593900000001,1649.5241060000001,2.4668709999999998,3.4354819999999999,13.126612,7.96563,8.6397150000000007]
[0,"               ",16.467704000000001,115.333052,2.362438,6.6726409999999996,0,3.3285279999999999,934.05341099999998,710.90234099999998,2175.5499329999998,186.81068200000001,49.527875000000002,0.50446999999999997,0.83483399999999996,0.11326799999999999,4.3240000000000001E-2,0,132.12164200000001,0,0,0,7.498977,401.810045,17.728328999999999,1.543925,1.2748459999999999,3821.3405189999999,236.45182399999999,1645.7905860000001,2.4561259999999998,3.4293360000000002,13.558953000000001,7.9683919999999997,8.6395739999999996]
[0,"               ",16.369105000000001,115.333051,2.3518029999999999,6.6880980000000001,0,3.3224719999999999,931.35605199999998,709.82457899999997,2178.2574599999998,186.27121,49.625965999999998,0.50403500000000001,0.88488900000000004,0.11985899999999999,4.3215000000000003E-2,0,132.10512700000001,0,0,0,7.5131519999999998,402.78394800000001,17.737169999999999,1.5456570000000001,1.272567,3820.3229799999999,236.01703499999999,1642.0655200000001,2.4454220000000002,3.4232049999999998,14.010778999999999,7.9711499999999997,8.6394319999999993]
[0,"               ",16.274857999999998,115.333052,2.3388589999999998,6.702871,0,3.3151890000000002,928.12197200000003,708.53555400000005,2181.4786779999999,185.624394,49.732500000000002,0.50356299999999998,0.94130499999999995,0.127301,4.3187000000000003E-2,0,132.08537999999999,0,0,0,7.5294030000000003,405.687681,17.747741000000001,1.547614,1.2698290000000001,3819.0775100000001,235.484195,1637.598831,2.4324020000000002,3.4158409999999999,14.556623999999999,7.9743519999999997,8.6392620000000004]
[0,"               ",16.184964999999998,115.333051,2.3259850000000002,6.7171110000000001,0,3.3079320000000001,924.90240900000003,707.24798499999997,2184.6854640000001,184.98048199999999,49.835844000000002,0.50310500000000002,0.99453199999999997,0.134329,4.3157000000000001E-2,0,132.065686,0,0,0,7.5456940000000001,406.84312599999998,17.758288,1.549534,1.267102,3817.8303900000001,234.95065500000001,1633.1449259999999,2.4194529999999999,3.4085040000000002,15.134264999999999,7.977449,8.6390919999999998]
[0,"               ",16.095071000000001,115.333052,2.3131819999999998,6.7308300000000001,0,3.3007040000000001,921.69724699999995,705.96147900000005,2187.878256,184.339449,49.936075000000002,0.50267799999999996,1.0450090000000001,0.14100099999999999,4.3128E-2,0,132.046042,0,0,0,7.5620279999999998,407.96686899999997,17.768719999999998,1.5514110000000001,1.264386,3816.581991,234.41652500000001,1628.7037359999999,2.4065780000000001,3.4011979999999999,15.746585,7.9805380000000001,8.6389230000000001]
[0,"               ",15.991296,115.333051,2.3028749999999998,6.7457339999999997,0,3.294022,918.66308500000002,704.63165600000002,2191.1783829999999,183.732617,50.103963,0.50224899999999995,1.0920570000000001,0.14722499999999999,4.3099999999999999E-2,0,132.02628200000001,0,0,0,7.5767290000000003,343.67310700000002,17.791630999999999,1.555102,1.261873,3815.5651809999999,233.98380499999999,1624.386798,2.396201,3.3944390000000002,16.270265999999999,7.9843060000000001,8.6387260000000001]
[0,"               ",15.873640999999999,115.333051,2.2926150000000001,6.7601870000000002,0,3.2873679999999998,915.64303199999995,703.30212500000005,2194.4653429999998,183.12860599999999,50.268265,0.50183900000000004,1.1370420000000001,0.15318200000000001,4.3071999999999999E-2,0,132.00657000000001,0,0,0,7.5913360000000001,344.07078000000001,17.805775000000001,1.55803,1.2593719999999999,3814.5475419999998,233.55005399999999,1620.0821980000001,2.3858709999999999,3.3877109999999999,16.810497000000002,7.9880760000000004,8.6385299999999994]
[0,"               ",15.765528,115.333051,2.2839740000000002,6.7716250000000002,0,3.2823340000000001,913.39921600000002,702.34538499999996,2196.777697,182.67984300000001,50.345697000000001,0.50162099999999998,1.1688240000000001,0.15739300000000001,4.3050999999999999E-2,0,131.992355,0,0,0,7.6029629999999999,468.47794399999998,17.788958999999998,1.5573950000000001,1.257484,3813.6911209999998,233.18293299999999,1616.913425,2.3771870000000002,3.3826320000000001,17.293123000000001,7.9885159999999997,8.6384830000000008]
[0,"               ",15.666957999999999,115.333051,2.2753649999999999,6.782673,0,3.2773129999999999,911.16072499999996,701.38699499999996,2199.0860849999999,182.232145,50.421821999999999,0.501413,1.199667,0.16148100000000001,4.3029999999999999E-2,0,131.97814700000001,0,0,0,7.6145430000000003,469.58938599999999,17.788315000000001,1.5580940000000001,1.255601,3812.8334709999999,232.815448,1613.747386,2.3685369999999999,3.3775659999999998,17.790566999999999,7.9890040000000004,8.6384349999999994]
[0,"               ",15.568388000000001,115.333051,2.2667890000000002,6.7933430000000001,0,3.2723040000000001,908.92753300000004,700.42688499999997,2201.3904699999998,181.785507,50.496634999999998,0.50121099999999996,1.229638,0.16545499999999999,4.3008999999999999E-2,0,131.963945,0,0,0,7.626074,470.680339,17.787607999999999,1.558773,1.253722,3811.9745269999999,232.447597,1610.584057,2.3599190000000001,3.372512,18.303241,7.9894990000000004,8.6383880000000008]
[0,"               ",15.469818999999999,115.333051,2.2582450000000001,6.8036500000000002,0,3.2673070000000002,906.69961999999998,699.46500300000002,2203.6908969999999,181.339924,50.570152,0.50101799999999996,1.2587919999999999,0.169323,4.2987999999999998E-2,0,131.949748,0,0,0,7.6375549999999999,471.750429,17.786828,1.559431,1.2518480000000001,3811.1143120000002,232.079398,1607.423415,2.3513350000000002,3.3674719999999998,18.831575999999998,7.99,8.6383410000000005]
[0,"               ",15.371249000000001,115.333051,2.249733,6.8136049999999999,0,3.2623229999999999,904.47696299999996,698.50129600000002,2205.9873259999999,180.89539300000001,50.642369000000002,0.50082899999999997,1.2871809999999999,0.17308999999999999,4.2966999999999998E-2,0,131.93555599999999,0,0,0,7.648981,472.799531,17.786000999999999,1.5600719999999999,1.249979,3810.2527650000002,231.71085199999999,1604.265439,2.3427829999999998,3.3624450000000001,19.375954,7.990507,8.6382930000000009]
[0,"               ",15.272679,115.333051,2.2412529999999999,6.8232210000000002,0,3.2573509999999999,902.25954100000001,697.53572199999996,2208.2798029999999,180.451908,50.713304000000001,0.50064799999999998,1.3148470000000001,0.176763,4.2945999999999998E-2,0,131.921369,0,0,0,7.6603510000000004,473.82736299999999,17.785125000000001,1.5606949999999999,1.2481150000000001,3809.389913,231.34197499999999,1601.1101100000001,2.3342640000000001,3.3574299999999999,19.936769000000002,7.9910209999999999,8.6382460000000005]
[0,"               ",15.174110000000001,115.333051,2.2328049999999999,6.8325089999999999,0,3.2523900000000001,900.04733499999998,696.56822799999998,2210.568291,180.009467,50.782953999999997,0.500471,1.3418369999999999,0.18034700000000001,4.2923999999999997E-2,0,131.90718699999999,0,0,0,7.6716620000000004,474.833687,17.784198,1.561301,1.246256,3808.5256909999998,230.972768,1597.9573989999999,2.325777,3.352427,20.514358000000001,7.9915399999999996,8.6381990000000002]
[0,"               ",14.647544999999999,115.333051,2.1254689999999998,6.8262210000000003,0,3.1891409999999998,872.07704899999999,683.71472300000005,2239.3813879999998,174.41541000000001,51.390048,0.49879699999999999,1.6184860000000001,0.21704499999999999,4.2632999999999997E-2,0,131.72422499999999,0,0,0,7.767169,503.43244900000002,17.727215999999999,1.5624150000000001,1.222559,3796.7916460000001,226.022503,1557.4102580000001,2.2179820000000001,3.2886850000000001,26.682074,7.9877630000000002,8.6379389999999994]
[0,"               ",13.680930999999999,115.333051,2.0485869999999999,6.8345380000000002,0,3.140755,850.58188500000006,673.29677300000003,2262.2359780000002,170.116377,51.964176000000002,0.49748300000000001,1.8058829999999999,0.24195700000000001,4.2397999999999998E-2,0,131.57881800000001,0,0,0,7.8391919999999997,488.35306700000001,17.719090000000001,1.567566,1.2044250000000001,3787.9205179999999,222.32250999999999,1525.68454,2.140733,3.2399040000000001,32.447727999999998,7.9929300000000003,8.6374410000000008]
[0,"               ",12.454285,105.421291,1.996788,6.7575060000000002,0,2.9178609999999998,749.08389099999999,603.36930900000004,2126.323738,148.602734,52.978707999999997,1.635524,3.780224,0.50332399999999999,0.17469000000000001,0,128.76861299999999,0,0,0,7.9291879999999999,512.00091699999996,17.493659999999998,1.565067,1.2200040000000001,3482.5571620000001,202.084766,1356.233424,2.3350309999999999,3.2818109999999998,38.635288000000003,7.9706210000000004,8.6315849999999994]
[0,"Tatum Creek Con",11.40245,105.421291,1.9235469999999999,6.7573840000000001,0,2.8791859999999998,732.44448899999998,593.89939200000003,2143.0911379999998,145.3022,52.485807999999999,1.6226529999999999,4.5293970000000003,0.602715,0.17397199999999999,0,128.65214800000001,0,0,0,7.9743380000000004,517.96685300000001,17.442436000000001,1.555561,1.2048239999999999,3473.9644159999998,198.39072300000001,1330.873278,2.2597839999999998,3.2409759999999999,43.639592999999998,7.967371,8.6315200000000001]
[0,"               ",10.553305,105.421291,1.8347329999999999,6.8556549999999996,0,2.8244370000000001,708.47796600000004,579.54171399999996,2169.4103190000001,140.54833199999999,52.438417000000001,1.6031249999999999,5.4127020000000003,0.72013499999999997,0.172897,0,128.474774,0,0,0,8.0426439999999992,489.81869,17.452608000000001,1.556044,1.18326,3462.842701,193.706884,1293.432382,2.1679430000000002,3.1829700000000001,49.357464999999998,7.9747479999999999,8.6308019999999992]
[0,"               ",9.7872129999999995,98.330314999999999,1.939713,6.779935,0,2.7131940000000001,668.67288199999996,540.59345299999995,2048.5732800000001,129.89555300000001,53.908054999999997,3.3798430000000002,6.5726789999999999,0.87412800000000002,0.197355,0,125.82765999999999,0,0,0,8.050808,474.12144699999999,17.363780999999999,1.568003,1.222758,3264.4122940000002,184.67773600000001,1215.8390139999999,2.4750529999999999,3.2892190000000001,47.149101999999999,7.9686320000000004,8.6239039999999996]
[0,"Dog Creek Confl",9.1755650000000006,98.330314999999999,1.880385,6.7080089999999997,0,2.672898,651.00313200000005,528.70425899999998,2069.1377779999998,126.464619,53.977139000000001,3.343261,8.6817910000000005,1.155192,0.196383,0,125.69025999999999,0,0,0,8.0634010000000007,468.36443800000001,17.375425,1.569339,1.2059260000000001,3257.5269600000001,181.59694999999999,1188.3891819999999,2.4110939999999998,3.243941,47.841002000000003,7.9728950000000003,8.6233419999999992]
[0,"               ",8.1787469999999995,96.880863000000005,1.983053,6.5453279999999996,0,2.585585,612.48653899999999,502.85688199999998,2072.3011200000001,118.89340799999999,54.302078000000002,3.4665319999999999,11.401285,1.518556,0.25028800000000001,0,124.433324,0,0,0,8.0741180000000004,458.606177,17.382885000000002,1.5736889999999999,1.1999599999999999,3199.045826,174.71404200000001,1126.7447050000001,2.5799940000000001,3.2278929999999999,47.395389999999999,7.9785050000000002,8.6193159999999995]
[0,"Fort Cooper Cre",7.3742530000000004,86.507284999999996,2.185997,6.5418029999999998,0,2.4623529999999998,549.32773899999995,457.41993300000001,1867.8221249999999,105.938941,56.941718000000002,4.4569739999999998,10.778518999999999,1.4362509999999999,0.33024300000000001,0,117.445869,0,0,0,8.0408200000000001,464.52293800000001,17.221409999999999,1.592549,1.225749,2885.348317,164.31690900000001,1017.526192,2.961938,3.297266,40.339989000000003,7.9643110000000004,8.5980849999999993]
[0,"               ",6.7269769999999998,86.507284999999996,2.0994640000000002,6.5026799999999998,0,2.4216009999999999,532.610229,445.16069800000002,1886.4666110000001,102.717134,55.780009,4.3993440000000001,13.373927,1.7841819999999999,0.32840999999999998,0,117.314592,0,0,0,8.0566840000000006,459.89646299999998,17.227074999999999,1.5814969999999999,1.2075610000000001,2877.611465,160.28132500000001,991.14485400000001,2.8678080000000001,3.2483390000000001,40.682979000000003,7.9661049999999998,8.5976060000000007]
[0,"Hassell Creek C",5.826581,86.507284999999996,1.997881,6.6008009999999997,0,2.3743059999999998,513.34343100000001,431.36784799999998,1907.6970719999999,99.003986999999995,54.315621,4.3313059999999997,15.785617,2.1065100000000001,0.32625500000000002,0,117.16430699999999,0,0,0,8.0938040000000004,452.34403200000003,17.257429999999999,1.5696300000000001,1.186396,2868.1939670000002,155.426118,960.49689499999999,2.757266,3.191405,41.693649999999998,7.971565,8.5968739999999997]
[0,"               ",5.1432209999999996,86.507284999999996,1.931961,6.6641149999999998,0,2.3472379999999999,502.42968400000001,423.73816399999998,1918.8202240000001,96.900621000000001,53.070492999999999,4.2915869999999998,16.985699,2.2663489999999999,0.32503500000000002,0,117.081971,0,0,0,8.1184589999999996,463.45021200000002,17.260193999999998,1.5575190000000001,1.1742570000000001,2861.9737709999999,152.23746299999999,943.153547,2.6861549999999998,3.1587510000000001,42.824150000000003,7.9720360000000001,8.5965740000000004]
[0,"               ",4.4848480000000004,86.507284999999996,1.8849640000000001,6.667624,0,2.3229410000000001,492.58944500000001,416.88962400000003,1929.8915649999999,95.004165999999998,52.525416,4.2566100000000002,18.014904000000001,2.403254,0.32389800000000002,0,117.00482,0,0,0,8.1303839999999994,442.733497,17.277595999999999,1.553329,1.16337,2857.3855389999999,149.93283700000001,927.49397399999998,2.6345230000000002,3.1294659999999999,43.320824999999999,7.9748749999999999,8.5962040000000002]
[0,"               ",3.895797,86.507284999999996,1.8579570000000001,6.6498309999999998,0,2.3078720000000001,486.50165099999998,412.58006899999998,1937.001389,93.830893000000003,52.281841999999997,4.2350719999999997,18.625118000000001,2.4843820000000001,0.32318400000000003,0,116.95603199999999,0,0,0,8.1338589999999993,439.12310100000002,17.286670000000001,1.5514859999999999,1.1566209999999999,2854.7082270000001,148.597117,917.70683799999995,2.6046480000000001,3.1113119999999999,43.191634999999998,7.9767590000000004,8.595974]
[0,"               ",3.549671,86.507284999999996,1.831337,6.6339309999999996,0,2.2929210000000002,480.49363499999998,408.34342700000002,1944.00317,92.672974999999994,52.035527999999999,4.2136319999999996,19.198073000000001,2.5605099999999998,0.32247300000000001,0,116.907916,0,0,0,8.1373110000000004,437.11444499999999,17.296050999999999,1.5496529999999999,1.149921,2852.038305,147.269013,908.03513399999997,2.5751729999999999,3.093289,43.032980000000002,7.9781139999999997,8.5957469999999994]
[0,"               ",3.2035439999999999,86.507284999999996,1.8050980000000001,6.6197970000000002,0,2.278089,474.564303,404.17585300000002,1950.8991739999999,91.530201000000005,51.786231000000001,4.1922920000000001,19.737265000000001,2.6321029999999999,0.32176399999999999,0,116.860456,0,0,0,8.1407299999999996,435.19903699999998,17.305879999999998,1.547836,1.14327,2849.3765950000002,145.94853499999999,898.47742100000005,2.5460910000000001,3.0753970000000002,42.846122000000001,7.9793940000000001,8.595523]
[0,"               ",2.857418,86.507284999999996,1.779236,6.6073130000000004,0,2.2633749999999999,468.71254800000003,400.07378499999999,1957.691638,90.402353000000005,51.533763,4.1710580000000004,20.245671999999999,2.699557,0.32105699999999998,0,116.81363399999999,0,0,0,8.1441119999999998,433.39170100000001,17.315792999999999,1.546001,1.1366689999999999,2846.7236429999998,144.635673,889.03200500000003,2.5173990000000002,3.057639,42.632610999999997,7.9806049999999997,8.5953009999999992]
[0,"               ",2.5112909999999999,86.507284999999996,1.753744,6.5963659999999997,0,2.24878,462.937251,396.034333,1964.382781,89.289214999999999,51.278015000000003,4.1499379999999997,20.725857000000001,2.7632129999999999,0.320353,0,116.767438,0,0,0,8.1474499999999992,431.707761,17.325962000000001,1.5441590000000001,1.1301159999999999,2844.0802229999999,143.33044200000001,879.69744200000002,2.48909,3.0400130000000001,42.394288000000003,7.9817520000000002,8.5950830000000007]
[0,"               ",2.165165,86.507284999999996,1.7286170000000001,6.5868529999999996,0,2.2343039999999998,457.23728999999997,392.05454900000001,1970.974792,88.190566000000004,51.018891000000004,4.1289389999999999,21.180050000000001,2.8233679999999999,0.31964999999999999,0,116.721853,0,0,0,8.1507400000000008,430.156364,17.33587,1.542262,1.1236139999999999,2841.4466819999998,142.032825,870.47189000000003,2.46116,3.0225209999999998,42.133147999999998,7.9828409999999996,8.5948670000000007]
[0,"               ",1.8190379999999999,86.507284999999996,1.7038500000000001,6.5786730000000002,0,2.2199460000000002,451.611535,388.13244800000001,1977.4698619999999,87.106187000000006,50.756396000000002,4.1080699999999997,21.610202999999998,2.8802829999999999,0.31894899999999998,0,116.67686500000001,0,0,0,8.1539780000000004,428.75057800000002,17.346167999999999,1.5403659999999999,1.1171610000000001,2838.8240479999999,140.74286599999999,861.35418600000003,2.4336060000000002,3.005163,41.851427999999999,7.9838779999999998,8.5946540000000002]
[0,"Downstream samp",1.577415,86.507284999999996,1.6940550000000001,6.6102949999999998,0,2.215357,449.824432,386.91423400000002,1979.320453,86.761707999999999,50.572006000000002,4.101146,21.740707,2.897535,0.31872899999999998,0,116.663247,0,0,0,8.159694,437.03024699999997,17.348765,1.538686,1.1150899999999999,2837.7998259999999,140.23124899999999,858.47937300000001,2.4228990000000001,2.999593,42.001640000000002,7.98447,8.5945850000000004]
[0,"Downstream samp",1.4402950000000001,86.507284999999996,1.6843170000000001,6.640555,0,2.2107920000000001,448.04482899999999,385.69929100000002,1981.1669420000001,86.418670000000006,50.388007000000002,4.0942360000000004,21.869019000000002,2.9144839999999999,0.31851000000000002,0,116.649666,0,0,0,8.1652850000000008,436.79144000000002,17.353062000000001,1.537145,1.113029,2836.7800809999999,139.72116,855.61313900000005,2.4122499999999998,2.9940479999999998,42.149582000000002,7.9850450000000004,8.5945160000000005]
[0,"Downstream samp",1.303175,86.507284999999996,1.674634,6.6695169999999999,0,2.206248,446.27268099999998,384.487526,1983.009108,86.077065000000005,50.204397,4.0873410000000003,21.995189,2.9311349999999998,0.31829000000000002,0,116.636124,0,0,0,8.1707540000000005,436.58281699999998,17.356662,1.535542,1.110976,2835.7645029999999,139.21259699999999,852.75539600000002,2.401659,2.9885269999999999,42.295377999999999,7.9856189999999998,8.5944470000000006]
[0,"Downstream samp",1.166056,86.507284999999996,1.6650069999999999,6.6972379999999996,0,2.2017259999999998,444.50794100000002,383.27923399999997,1984.8467680000001,85.736884000000003,50.021211999999998,4.0804609999999997,22.119264999999999,2.9474960000000001,0.31807099999999999,0,116.62262,0,0,0,8.1761040000000005,436.40800300000001,17.360647,1.5339700000000001,1.1089329999999999,2834.7532070000002,138.705591,849.90643899999998,2.3911250000000002,2.983028,42.439172999999997,7.986192,8.594379]
[0,"Downstream samp",1.0289360000000001,86.507284999999996,1.6554359999999999,6.7237770000000001,0,2.197225,442.750564,382.07448900000003,1986.679752,85.398117999999997,49.838464999999999,4.0735970000000004,22.241292000000001,2.9635720000000001,0.31785200000000002,0,116.609157,0,0,0,8.1813359999999999,436.26201700000001,17.364474000000001,1.5323830000000001,1.106897,2833.7460980000001,138.200155,847.06634599999995,2.3806479999999999,2.9775529999999999,42.581093000000003,7.9867650000000001,8.5943109999999994]
[0,"               ",0.480188,86.507284999999996,1.58995,6.8269960000000003,0,2.1679469999999998,431.35391900000002,374.28695900000002,1998.1412170000001,83.200989000000007,48.433461000000001,4.028035,22.965104,3.0582410000000002,0.31640400000000002,0,116.52291200000001,0,0,0,8.2079170000000001,435.26183900000001,17.386599,1.5194110000000001,1.0936110000000001,2826.7471989999999,134.692691,828.60598200000004,2.3091569999999999,2.9418139999999999,43.450676999999999,7.9897340000000003,8.5938719999999993]
[0,"Terminus       ",0,86.507284999999996,1.58995,6.8269960000000003,0,2.1679469999999998,431.35391900000002,374.28695900000002,1998.1412170000001,83.200989000000007,48.433461000000001,4.028035,22.965104,3.0582410000000002,0.31640400000000002,0,116.52291200000001,0,0,0,8.2079170000000001,435.26183900000001,17.386599,1.5194110000000001,1.0936110000000001,2826.7471989999999,134.692691,828.60598200000004,2.3091569999999999,2.9418139999999999,43.450676999999999,7.9897340000000003,8.5938719999999993]

{"sheet":"WQ Min","index":26,"n_rows":96,"n_cols":34,"rows_kept":96,"cut":false,"hidden":false,"merged":[]}
["QUAL2K"]
["Stream Water Quality Model"]
["Lick Creek (8/18/2019)"]
["Constituent (Min) Summary"]
[]
[]
["Tributary","Reach","Distance","cond (umhos)","ISS (mgD/L)","DO(mgO2/L)","CBODs (mgO2/L)","CBODf (mgO2/L)","No(ugN/L)","NH4(ugN/L)","NO3(ugN/L)","Po (ugP/L)","Inorg P (ugP/L)","Phyto (ug/L)","INp (ugN/L)","IPp (ugP/L)","Detritus (mgD/L)","Pathogen","Alk","Constituent i","Constituent ii","Constituent iii","pH","Bot Algae","QNb","QPb","TOC","TN","TP","TKN","TSS","CBODu","NH3"]
["No.","Label","x(km)","Min","Min","Min","Min","Min","Min","Min","Min","Min","Min","Min","Min","Min","Min","Min","Min","Min","Min","Min","Min","Min","Min","Min","Min","Min","Min","Min","Min","Min","Min"]
[0,"Mainstem headwa",17.496908999999999,214.21250000000001,0,6,0,0,0,0,0,0,0,0,0,0,0,0,116,0,0,0,7.59,0,0,0,0,0,0,0,0,0,0," "]
[0,"Mainstream Head",17.448218000000001,214.22035600000001,0,6.538036,0,0,0,1.1380509999999999,9.9999999999999995E-7,0,0.13745299999999999,0,0,0,0,0,115.95865999999999,0,0,0,7.7380360000000001,293.42934200000002,2.4581780000000002,0.28390100000000001,0,1.1380520000000001,0.13745299999999999,1.1380509999999999,0,0,4.0085999999999997E-2," "]
[0,"Mainstream Head",17.350836999999999,214.228148,0,6.5262469999999997,0,0,0,2.1764000000000001,9.9999999999999995E-7,0,0.265598,0,0,0,0,0,115.93458200000001,0,0,0,7.7569319999999999,295.807751,2.52088,0.285856,0,2.1764009999999998,0.265598,2.1764000000000001,0,0,7.9221E-2," "]
[0,"Mainstream Head",17.253454999999999,214.235038,0,6.5172489999999996,0,0,0,3.1223719999999999,9.9999999999999995E-7,0,0.38465199999999999,0,0,0,0,0,115.925398,0,0,0,7.7745430000000004,297.539784,2.5627439999999999,0.28658899999999998,0,3.1223730000000001,0.38465199999999999,3.1223719999999999,0,0,0.116226," "]
[0,"Mainstream Head",17.156072999999999,111.861035,2.3767640000000001,6.2201329999999997,0,3.3388770000000001,953.02244199999996,715.89423199999999,2152.6358650000002,190.604488,47.888582,0,0,0,0,0,132.190111,0,0,0,7.3633990000000002,409.43878100000001,15.852465,1.3755219999999999,1.2412179999999999,3821.6608070000002,238.50827000000001,1668.9166729999999,2.3767640000000001,3.3388770000000001,9.8298190000000005," "]
[0,"Mainstream Head",17.058691,111.862595,2.364268,6.1737539999999997,0,3.3327089999999999,950.303718,713.33667200000002,2154.8531400000002,190.060744,47.780031000000001,0,0,0,0,0,132.17282399999999,0,0,0,7.3794909999999998,411.23982899999999,15.856297,1.375899,1.2389250000000001,3818.7439330000002,237.87513200000001,1663.64039,2.364268,3.3327089999999999,10.148346999999999," "]
[0,"               ",16.960699999999999,111.864446,2.3536260000000002,6.1224740000000004,0,3.3264900000000002,947.44139900000005,711.07548499999996,2157.4893280000001,189.48828,47.804031999999999,0,0,0,0,0,132.15372600000001,0,0,0,7.3886229999999999,353.38881300000003,15.824902,1.3741650000000001,1.236613,3816.437817,237.34957800000001,1658.5168839999999,2.3536260000000002,3.3264900000000002,10.313592," "]
[0,"               ",16.862100999999999,111.866207,2.3430330000000001,6.0737490000000003,0,3.3202799999999999,944.578757,708.81787899999995,2160.1017590000001,188.915751,47.826754999999999,0,0,0,0,0,132.13499200000001,0,0,0,7.3976030000000002,354.48391099999998,15.837192,1.3762209999999999,1.234305,3814.1318120000001,236.824716,1653.3966359999999,2.3430330000000001,3.3202799999999999,10.478123999999999," "]
[0,"               ",16.763501999999999,111.86786600000001,2.332487,6.0274729999999996,0,3.3140809999999998,941.71543999999994,706.56561399999998,2162.6912579999998,188.34308799999999,47.848210000000002,0,0,0,0,0,132.116242,0,0,0,7.4064379999999996,355.56715800000001,15.849275,1.378241,1.232,3811.8291599999998,236.30068900000001,1648.281054,2.332487,3.3140809999999998,10.641507000000001," "]
[0,"               ",16.664902999999999,111.86946399999999,2.3219880000000002,5.983549,0,3.3078919999999998,938.85247200000003,704.31966799999998,2165.257951,187.77049400000001,47.868502999999997,0,0,0,0,0,132.097825,0,0,0,7.4151210000000001,356.63654500000001,15.861110999999999,1.3802209999999999,1.2296990000000001,3809.5307990000001,235.77738500000001,1643.1721399999999,2.3219880000000002,3.3078919999999998,10.799534," "]
[0,"               ",16.566303000000001,111.871008,2.311537,5.941757,0,3.3017129999999999,935.98937999999998,702.08182799999997,2167.8023629999998,187.19787600000001,47.887701999999997,0,0,0,0,0,132.07972899999999,0,0,0,7.4236579999999996,357.691102,15.872801000000001,1.382169,1.227403,3807.2351910000002,235.25501499999999,1638.0712080000001,2.311537,3.3017129999999999,10.943626999999999," "]
[0,"               ",16.467704000000001,111.872514,2.301132,5.9020919999999997,0,3.295547,933.12705700000004,699.85367699999995,2170.324803,186.62541100000001,47.905942000000003,0,0,0,0,0,132.061859,0,0,0,7.432042,358.72931599999998,15.884328999999999,1.3840840000000001,1.2251099999999999,3804.9451049999998,234.733746,1632.980734,2.301132,3.295547,11.084751000000001," "]
[0,"               ",16.369105000000001,111.873987,2.290775,5.8645040000000002,0,3.289393,930.26473699999997,697.63135499999999,2172.8256780000002,186.05294699999999,47.923090000000002,0,0,0,0,0,132.04418899999999,0,0,0,7.440283,359.74950999999999,15.895633,1.385961,1.222823,3802.6602509999998,234.213357,1627.896092,2.290775,3.289393,11.223989," "]
[0,"               ",16.274857999999998,111.875702,2.2781660000000001,5.8147869999999999,0,3.2819739999999999,926.81920700000001,694.94717200000002,2175.7803779999999,185.36384100000001,47.932291999999997,0,0,0,0,0,132.023281,0,0,0,7.4490160000000003,362.53862500000002,15.910202999999999,1.3881969999999999,1.220065,3799.8669239999999,233.577583,1621.7663789999999,2.2781660000000001,3.2819739999999999,11.362627," "]
[0,"               ",16.184964999999998,111.87735600000001,2.2656260000000001,5.7679780000000003,0,3.2745709999999999,923.37484099999995,692.27797699999996,2178.703872,184.67496800000001,47.940192000000003,0,0,0,0,0,132.00244699999999,0,0,0,7.4575570000000004,363.75579800000003,15.923635000000001,1.390307,1.2173130000000001,3797.0822589999998,232.94371000000001,1615.652818,2.2656260000000001,3.2745709999999999,11.498072000000001," "]
[0,"               ",16.095071000000001,111.87895899999999,2.253155,5.7239389999999997,0,3.2671860000000001,919.93183899999997,689.62449800000002,2181.596759,183.986368,47.947240000000001,0,0,0,0,0,131.98165900000001,0,0,0,7.4659009999999997,364.94221800000003,15.936802,1.3923669999999999,1.214567,3794.3115929999999,232.31147000000001,1609.556337,2.253155,3.2671860000000001,11.630096999999999," "]
[0,"               ",15.991296,111.880458,2.2431160000000001,5.7329689999999998,0,3.260402,916.65875200000005,687.67315699999995,2184.6134980000002,183.33175,48.075389999999999,0,0,0,0,0,131.959723,0,0,0,7.4765940000000004,306.67819100000003,15.90662,1.391354,1.212045,3792.5344460000001,231.83559600000001,1604.331909,2.2431160000000001,3.260402,11.853232," "]
[0,"               ",15.873640999999999,111.881929,2.2331219999999998,5.7420429999999998,0,3.2536529999999999,913.39381500000002,685.72999600000003,2187.6128819999999,182.678763,48.201076,0,0,0,0,0,131.93784400000001,0,0,0,7.4871220000000003,307.12864000000002,15.921704,1.3942209999999999,1.2095359999999999,3790.7693629999999,231.35963100000001,1599.1238109999999,2.2331219999999998,3.2536529999999999,12.076105999999999," "]
[0,"               ",15.765528,111.882898,2.2247050000000002,5.7403849999999998,0,3.2485279999999999,910.96121200000005,684.15751599999999,2189.7033190000002,182.19224199999999,48.238601000000003,0,0,0,0,0,131.922213,0,0,0,7.494726,420.39382899999998,16.005493000000001,1.402207,1.2076309999999999,3789.1887160000001,230.950513,1595.1187279999999,2.2247050000000002,3.2485279999999999,12.233294000000001," "]
[0,"               ",15.666957999999999,111.88355900000001,2.2163189999999999,5.7388709999999996,0,3.24342,908.52459199999998,682.58162800000002,2191.7827379999999,181.70491799999999,48.274408999999999,0,0,0,0,0,131.90613400000001,0,0,0,7.5022159999999998,421.50077299999998,16.005458000000001,1.4029160000000001,1.2057329999999999,3787.604652,230.54111,1591.1062199999999,2.2163189999999999,3.24342,12.389338," "]
[0,"               ",15.568388000000001,111.884168,2.2079659999999999,5.7377630000000002,0,3.2383320000000002,906.08428500000002,681.01228000000003,2193.851271,181.216857,48.309221000000001,0,0,0,0,0,131.89025699999999,0,0,0,7.5095919999999996,422.588841,16.005299000000001,1.4036010000000001,1.2038409999999999,3786.024539,230.132172,1587.0965650000001,2.2079659999999999,3.2383320000000002,12.544179," "]
[0,"               ",15.469818999999999,111.884973,2.199643,5.7368980000000001,0,3.2332610000000002,903.63915499999996,679.43871300000001,2195.9086400000001,180.72783100000001,48.342270999999997,0,0,0,0,0,131.87456399999999,0,0,0,7.5168540000000004,423.65763600000002,16.005009000000001,1.404264,1.201956,3784.4412200000002,229.722734,1583.0778680000001,2.199643,3.2332610000000002,12.697777," "]
[0,"               ",15.371249000000001,111.88596699999999,2.1913520000000002,5.736224,0,3.2282069999999998,901.19112600000005,677.87086499999998,2197.9544030000002,180.238225,48.374087000000003,0,0,0,0,0,131.858721,0,0,0,7.5240010000000002,424.70701600000001,16.004612999999999,1.404906,1.2000770000000001,3782.8625080000002,229.31378699999999,1579.0619919999999,2.1913520000000002,3.2282069999999998,12.850057," "]
[0,"               ",15.272679,111.886512,2.183093,5.7359289999999996,0,3.2231730000000001,898.73891700000001,676.30426599999998,2199.9897369999999,179.747783,48.404916,0,0,0,0,0,131.84266099999999,0,0,0,7.5310329999999999,425.73666900000001,16.004111000000002,1.405527,1.198205,3781.2808319999999,228.904799,1575.0431819999999,2.183093,3.2231730000000001,13.000857," "]
[0,"               ",15.174110000000001,111.887156,2.1748639999999999,5.7357519999999997,0,3.218153,896.28412200000002,674.73884199999998,2202.0148089999998,179.25682399999999,48.433787000000002,0,0,0,0,0,131.82676699999999,0,0,0,7.5379490000000002,426.746329,16.003502999999998,1.406128,1.19634,3779.7044190000001,228.495938,1571.022964,2.1748639999999999,3.218153,13.150252999999999," "]
[0,"               ",14.647544999999999,111.99056,2.0703140000000002,5.6192380000000002,0,3.1552280000000001,864.16586600000005,656.37599599999999,2226.7463889999999,172.83317299999999,48.694997999999998,0,0,0,0,0,131.63561999999999,0,0,0,7.584549,454.09096299999999,15.95942,1.4082840000000001,1.172947,3761.0669720000001,223.20730499999999,1520.541862,2.0703140000000002,3.1552280000000001,13.906489000000001," "]
[0,"               ",13.680930999999999,112.05953100000001,1.9954270000000001,5.6082090000000004,0,3.1074950000000001,838.95032700000002,642.91452800000002,2245.7998250000001,167.790065,48.997204000000004,0,0,0,0,0,131.467095,0,0,0,7.6225909999999999,440.922213,15.932522000000001,1.411559,1.155203,3747.753729,219.32271800000001,1481.864855,1.9954270000000001,3.1074950000000001,14.614787," "]
[0,"               ",12.454285,102.599276,1.797919,5.5000869999999997,0,2.860897,731.40344400000004,574.43819800000006,2106.9531590000001,144.920332,50.420414999999998,0.85835300000000003,1.4715400000000001,0.19505900000000001,6.1316000000000002E-2,0,127.502627,0,0,0,7.6657970000000004,463.14119799999997,15.696453999999999,1.404531,1.1223909999999999,3449.554259,199.68350699999999,1307.3131820000001,1.9450700000000001,3.019231,14.325984," "]
[0,"Tatum Creek Con",11.40245,102.639543,1.733608,5.5200519999999997,0,2.8247659999999999,711.51880900000003,563.34600399999999,2121.1188139999999,140.98624100000001,50.155636999999999,0.851132,1.964299,0.26038600000000001,6.4241999999999994E-2,0,127.368132,0,0,0,7.6916529999999996,468.96439800000002,15.635846000000001,1.39499,1.1098410000000001,3438.0661949999999,195.96575000000001,1276.8291119999999,1.8829629999999999,2.9854720000000001,14.688522000000001," "]
[0,"               ",10.553305,102.721509,1.6570499999999999,5.7971630000000003,0,2.7739199999999999,683.09435399999995,548.542329,2142.7774549999999,135.35994099999999,50.181373000000001,0.84407200000000004,2.5409290000000002,0.33684700000000001,7.0129999999999998E-2,0,127.16574,0,0,0,7.7537900000000004,443.03861899999998,15.601839,1.3917170000000001,1.0930120000000001,3425.0203550000001,191.152064,1234.1776130000001,1.8115870000000001,2.9402020000000002,16.179362999999999," "]
[0,"               ",9.7872129999999995,95.827212000000003,1.6616519999999999,5.6581669999999997,0,2.6341770000000002,643.05139899999995,514.02325199999996,2017.51767,124.565305,48.949742999999998,2.4413290000000001,3.7487460000000001,0.496861,6.6730999999999999E-2,0,124.11065499999999,0,0,0,7.7517800000000001,428.45094399999999,15.503355000000001,1.3989100000000001,1.103593,3239.618868,179.983441,1160.8233970000001,1.972515,2.9686659999999998,15.009676000000001," "]
[0,"Dog Creek Confl",9.1755650000000006,95.878024999999994,1.6149800000000001,5.5671809999999997,0,2.5964420000000001,622.33879400000001,502.39237600000001,2035.271227,120.534239,49.353549000000001,2.416442,5.5359629999999997,0.73467499999999997,7.0763999999999994E-2,0,123.95565999999999,0,0,0,7.7548789999999999,423.12384200000002,15.497244999999999,1.3986719999999999,1.0901829999999999,3231.7319649999999,177.475371,1130.2671339999999,1.9273880000000001,2.9325929999999998,14.650696," "]
[0,"               ",8.1787469999999995,94.590914999999995,1.726545,5.2955620000000003,0,2.5116260000000001,581.05716600000005,478.351384,2033.664258,112.39370099999999,49.769632999999999,2.5463249999999999,7.8744339999999999,1.046265,0.124225,0,122.64779299999999,0,0,0,7.7441040000000001,414.13331599999998,15.489426999999999,1.400917,1.0852329999999999,3175.4153430000001,171.021514,1067.2829839999999,2.1054029999999999,2.9192779999999998,13.393075," "]
[0,"Fort Cooper Cre",7.3742530000000004,84.464275000000001,1.783587,5.2514770000000004,0,2.3532799999999998,521.06979000000001,440.297663,1826.9175270000001,99.848862999999994,47.694935000000001,3.292726,7.5412109999999997,1.0025280000000001,0.124533,0,115.233931,0,0,0,7.6995259999999996,419.10949599999998,15.340211999999999,1.414766,1.0563480000000001,2874.7226970000002,156.06183300000001,968.90866400000004,2.237393,2.8415750000000002,11.201548000000001," "]
[0,"               ",6.7269769999999998,84.514348999999996,1.7211000000000001,5.211684,0,2.3150409999999999,502.86695400000002,427.62160699999998,1843.787638,96.370868999999999,47.526130000000002,3.2603879999999998,9.6723549999999996,1.288154,0.128303,0,115.111081,0,0,0,7.7094849999999999,414.69547799999998,15.334479,1.404134,1.042346,2868.2073030000001,153.02532099999999,940.16091600000004,2.1754419999999999,2.803912,11.039353999999999," "]
[0,"Hassell Creek C",5.826581,84.580844999999997,1.6483190000000001,5.4205500000000004,0,2.2707109999999999,482.67609800000002,413.40967999999998,1863.174186,92.509158999999997,47.251060000000003,3.2399110000000002,11.691343,1.5577270000000001,0.13403799999999999,0,114.979285,0,0,0,7.7500790000000004,407.38836900000001,15.347146,1.3926590000000001,1.027342,2858.539194,149.23883599999999,907.77712099999997,2.1063480000000001,2.7635510000000001,11.581315," "]
[0,"               ",5.1432209999999996,84.603262000000001,1.5972580000000001,5.517023,0,2.2438790000000002,471.364687,405.54265900000001,1873.481634,90.334957000000003,46.758257,3.2282540000000002,12.701103,1.6919310000000001,0.1358,0,114.889928,0,0,0,7.7736679999999998,417.45537300000001,15.354043000000001,1.3825639999999999,1.017606,2852.0684980000001,146.57462799999999,889.60844899999995,2.0558839999999998,2.7373599999999998,11.893409," "]
[0,"               ",4.4848480000000004,84.623369999999994,1.5614060000000001,5.466456,0,2.2193710000000002,461.26646799999997,398.597172,1883.7533080000001,88.395393999999996,46.824967999999998,3.2224919999999999,13.579558,1.808438,0.13741100000000001,0,114.80599599999999,0,0,0,7.777539,398.33249499999999,15.356058000000001,1.377907,1.0089090000000001,2847.2685379999998,144.58673200000001,873.44319800000005,2.0210659999999998,2.713965,11.774005000000001," "]
[0,"               ",3.895797,84.631680000000003,1.540249,5.4212689999999997,0,2.203738,455.02104600000001,394.28340300000002,1890.340371,87.192850000000007,46.915419999999997,3.219112,14.100674,1.8774709999999999,0.13792099999999999,0,114.74873599999999,0,0,0,7.7780589999999998,394.93131699999998,15.361529000000001,1.3762030000000001,1.003166,2844.5490359999999,143.348084,863.405123,2.0000810000000002,2.6985169999999998,11.659751999999999," "]
[0,"               ",3.549671,84.639900999999995,1.5193509999999999,5.3786769999999997,0,2.1882640000000002,448.90414399999997,390.08756599999998,1896.8428670000001,86.016681000000005,46.989865999999999,3.2166769999999998,14.594243000000001,1.9427939999999999,0.13845199999999999,0,114.69326,0,0,0,7.7787259999999998,392.99198899999999,15.368671000000001,1.3746350000000001,0.997529,2841.8790669999998,142.08222000000001,853.58595300000002,1.9794700000000001,2.6833520000000002,11.560769000000001," "]
[0,"               ",3.2035439999999999,84.648015999999998,1.4987520000000001,5.3388220000000004,0,2.172987,442.91799099999997,386.00588599999998,1903.270544,84.866108999999994,47.05001,3.215131,15.062849999999999,2.0047489999999999,0.13895299999999999,0,114.63982300000001,0,0,0,7.779509,391.13631199999998,15.376749,1.373129,0.99198900000000001,2839.2585949999998,140.801421,843.98672799999997,1.9592179999999999,2.6684489999999998,11.471506," "]
[0,"               ",2.857418,84.656249000000003,1.4784250000000001,5.3018359999999998,0,2.1578659999999998,437.05586699999998,382.03118599999999,1909.633865,83.740347,47.094087000000002,3.2143920000000001,15.508658,2.0635569999999999,0.13946800000000001,0,114.588775,0,0,0,7.7804019999999996,389.37897299999997,15.385441,1.371653,0.98654299999999995,2836.6853169999999,139.51836900000001,834.59571100000005,1.9393320000000001,2.6538020000000002,11.392640999999999," "]
[0,"               ",2.5112909999999999,84.664175999999998,1.4583520000000001,5.2677250000000004,0,2.1429429999999998,431.313807,378.1628,1915.943671,82.638434000000004,47.123519999999999,3.2141600000000001,15.933446999999999,2.1195050000000002,0.13996500000000001,0,114.53971300000001,0,0,0,7.7813730000000003,387.73536999999999,15.394864,1.370212,0.98118499999999997,2834.1573239999998,138.24058099999999,825.41005299999995,1.9197329999999999,2.6393879999999998,11.322646000000001," "]
[0,"               ",2.165165,84.672262000000003,1.4385669999999999,5.2365830000000004,0,2.128171,425.692207,374.39197799999999,1922.2111729999999,81.559381999999999,47.138317999999998,3.2144740000000001,16.337942000000002,2.1727919999999998,0.14046400000000001,0,114.492988,0,0,0,7.7824239999999998,386.214743,15.404559000000001,1.368762,0.97590600000000005,2831.665039,136.971205,816.42212700000005,1.9004779999999999,2.6251869999999999,11.260123," "]
[0,"               ",1.8190379999999999,84.680170000000004,1.4190400000000001,5.208431,0,2.1135519999999999,420.18778200000003,370.71845200000001,1928.447766,80.503127000000006,47.138134999999998,3.215309,16.724171999999999,2.2234919999999998,0.140959,0,114.448476,0,0,0,7.7835530000000004,384.830557,15.415039999999999,1.3673470000000001,0.97070299999999998,2829.1881349999999,135.710915,807.63040599999999,1.8815299999999999,2.611192,11.203768999999999," "]
[0,"Downstream samp",1.577415,84.680997000000005,1.410995,5.2629609999999998,0,2.1087660000000001,418.430724,369.59809200000001,1930.2428420000001,80.165276000000006,47.044753,3.2146520000000001,16.838681000000001,2.2385259999999998,0.14093,0,114.433452,0,0,0,7.7908080000000002,392.31817799999999,15.422608,1.3663700000000001,0.96888600000000002,2828.1989149999999,135.20366300000001,804.86749799999996,1.8733900000000001,2.606303,11.357327," "]
[0,"Downstream samp",1.4402950000000001,84.681845999999993,1.4029799999999999,5.3147640000000003,0,2.1039979999999998,416.68523900000002,368.48311999999999,1932.0392420000001,79.830001999999993,46.951946999999997,3.2140330000000001,16.951167999999999,2.2532960000000002,0.14089299999999999,0,114.418629,0,0,0,7.7978839999999998,392.047732,15.426214999999999,1.365029,0.96707399999999999,2827.210998,134.698228,802.11952599999995,1.8652770000000001,2.601429,11.506636," "]
[0,"Downstream samp",1.303175,84.682562000000004,1.395011,5.3639789999999996,0,2.0992479999999998,414.95288499999998,367.36981100000003,1933.843091,79.497271999999995,46.859084000000003,3.2134520000000002,17.061786000000001,2.2678069999999999,0.140851,0,114.404,0,0,0,7.8047829999999996,391.80883799999998,15.429378,1.363648,0.96526800000000001,2826.224048,134.194547,799.38448200000005,1.857208,2.5965720000000001,11.652443," "]
[0,"Downstream samp",1.166056,84.683291999999994,1.3870899999999999,5.4107139999999996,0,2.0945109999999998,413.23350699999997,366.26256999999998,1935.6455109999999,79.167057999999997,46.766387999999999,3.2129089999999998,17.170558,2.282063,0.14081199999999999,0,114.389562,0,0,0,7.8115050000000004,391.60515299999997,15.432983999999999,1.362304,0.96347000000000005,2825.2383970000001,133.69203899999999,796.66663500000004,1.8491930000000001,2.5917340000000002,11.795109999999999," "]
[0,"Downstream samp",1.0289360000000001,84.684042000000005,1.3792169999999999,5.4550669999999997,0,2.089785,411.526951,365.15777300000002,1937.4550770000001,78.839327999999995,46.674176000000003,3.2124030000000001,17.277509999999999,2.296068,0.14077600000000001,0,114.375311,0,0,0,7.8180509999999996,391.43150200000002,15.43657,1.3609579999999999,0.96167800000000003,2824.2542760000001,133.191339,793.96223299999997,1.841234,2.5869140000000002,11.934824000000001," "]
[0,"               ",0.480188,84.714687999999995,1.328552,5.5961639999999999,0,2.0612970000000002,400.96614399999999,358.05642999999998,1949.414389,76.821850999999995,45.877648000000001,3.2187429999999999,17.961887000000001,2.3848739999999999,0.143396,0,114.317854,0,0,0,7.8445600000000004,390.481964,15.462653,1.3502940000000001,0.95238999999999996,2817.6512520000001,129.79627500000001,776.98446100000001,1.793822,2.561928,12.42244," "]
[0,"Terminus       ",0,84.714687999999995,1.328552,5.5961639999999999,0,2.0612970000000002,400.96614399999999,358.05642999999998,1949.414389,76.821850999999995,45.877648000000001,3.2187429999999999,17.961887000000001,2.3848739999999999,0.143396,0,114.317854,0,0,0,7.8445600000000004,390.481964,15.462653,1.3502940000000001,0.95238999999999996,2817.6512520000001,129.79627500000001,776.98446100000001,1.793822,2.561928,12.42244," "]
[null,null,null,null,null,null,null,null,null,null,null,null,null,null,null,null,null,null,null,null,null,null,null,null,null,null,null,null,null,null,null,null,null," "]
[null,null,null,null,null,null,null,null,null,null,null,null,null,null,null,null,null,null,null,null,null,null,null,null,null,null,null,null,null,null,null,null,null," "]
[null,null,null,null,null,null,null,null,null,null,null,null,null,null,null,null,null,null,null,null,null,null,null,null,null,null,null,null,null,null,null,null,null," "]
[null,null,null,null,null,null,null,null,null,null,null,null,null,null,null,null,null,null,null,null,null,null,null,null,null,null,null,null,null,null,null,null,null," "]
[null,null,null,null,null,null,null,null,null,null,null,null,null,null,null,null,null,null,null,null,null,null,null,null,null,null,null,null,null,null,null,null,null," "]
[null,null,null,null,null,null,null,null,null,null,null,null,null,null,null,null,null,null,null,null,null,null,null,null,null,null,null,null,null,null,null,null,null," "]
[null,null,null,null,null,null,null,null,null,null,null,null,null,null,null,null,null,null,null,null,null,null,null,null,null,null,null,null,null,null,null,null,null," "]
[null,null,null,null,null,null,null,null,null,null,null,null,null,null,null,null,null,null,null,null,null,null,null,null,null,null,null,null,null,null,null,null,null," "]
[null,null,null,null,null,null,null,null,null,null,null,null,null,null,null,null,null,null,null,null,null,null,null,null,null,null,null,null,null,null,null,null,null," "]
[null,null,null,null,null,null,null,null,null,null,null,null,null,null,null,null,null,null,null,null,null,null,null,null,null,null,null,null,null,null,null,null,null," "]
[null,null,null,null,null,null,null,null,null,null,null,null,null,null,null,null,null,null,null,null,null,null,null,null,null,null,null,null,null,null,null,null,null," "]
[null,null,null,null,null,null,null,null,null,null,null,null,null,null,null,null,null,null,null,null,null,null,null,null,null,null,null,null,null,null,null,null,null," "]
[null,null,null,null,null,null,null,null,null,null,null,null,null,null,null,null,null,null,null,null,null,null,null,null,null,null,null,null,null,null,null,null,null," "]
[null,null,null,null,null,null,null,null,null,null,null,null,null,null,null,null,null,null,null,null,null,null,null,null,null,null,null,null,null,null,null,null,null," "]
[null,null,null,null,null,null,null,null,null,null,null,null,null,null,null,null,null,null,null,null,null,null,null,null,null,null,null,null,null,null,null,null,null," "]
[null,null,null,null,null,null,null,null,null,null,null,null,null,null,null,null,null,null,null,null,null,null,null,null,null,null,null,null,null,null,null,null,null," "]
[null,null,null,null,null,null,null,null,null,null,null,null,null,null,null,null,null,null,null,null,null,null,null,null,null,null,null,null,null,null,null,null,null," "]
[null,null,null,null,null,null,null,null,null,null,null,null,null,null,null,null,null,null,null,null,null,null,null,null,null,null,null,null,null,null,null,null,null," "]
[null,null,null,null,null,null,null,null,null,null,null,null,null,null,null,null,null,null,null,null,null,null,null,null,null,null,null,null,null,null,null,null,null," "]
[null,null,null,null,null,null,null,null,null,null,null,null,null,null,null,null,null,null,null,null,null,null,null,null,null,null,null,null,null,null,null,null,null," "]
[null,null,null,null,null,null,null,null,null,null,null,null,null,null,null,null,null,null,null,null,null,null,null,null,null,null,null,null,null,null,null,null,null," "]
[null,null,null,null,null,null,null,null,null,null,null,null,null,null,null,null,null,null,null,null,null,null,null,null,null,null,null,null,null,null,null,null,null," "]
[null,null,null,null,null,null,null,null,null,null,null,null,null,null,null,null,null,null,null,null,null,null,null,null,null,null,null,null,null,null,null,null,null," "]
[null,null,null,null,null,null,null,null,null,null,null,null,null,null,null,null,null,null,null,null,null,null,null,null,null,null,null,null,null,null,null,null,null," "]
[null,null,null,null,null,null,null,null,null,null,null,null,null,null,null,null,null,null,null,null,null,null,null,null,null,null,null,null,null,null,null,null,null," "]
[null,null,null,null,null,null,null,null,null,null,null,null,null,null,null,null,null,null,null,null,null,null,null,null,null,null,null,null,null,null,null,null,null," "]
[null,null,null,null,null,null,null,null,null,null,null,null,null,null,null,null,null,null,null,null,null,null,null,null,null,null,null,null,null,null,null,null,null," "]
[null,null,null,null,null,null,null,null,null,null,null,null,null,null,null,null,null,null,null,null,null,null,null,null,null,null,null,null,null,null,null,null,null," "]
[null,null,null,null,null,null,null,null,null,null,null,null,null,null,null,null,null,null,null,null,null,null,null,null,null,null,null,null,null,null,null,null,null," "]
[null,null,null,null,null,null,null,null,null,null,null,null,null,null,null,null,null,null,null,null,null,null,null,null,null,null,null,null,null,null,null,null,null," "]
[null,null,null,null,null,null,null,null,null,null,null,null,null,null,null,null,null,null,null,null,null,null,null,null,null,null,null,null,null,null,null,null,null," "]
[null,null,null,null,null,null,null,null,null,null,null,null,null,null,null,null,null,null,null,null,null,null,null,null,null,null,null,null,null,null,null,null,null," "]
[null,null,null,null,null,null,null,null,null,null,null,null,null,null,null,null,null,null,null,null,null,null,null,null,null,null,null,null,null,null,null,null,null," "]
[null,null,null,null,null,null,null,null,null,null,null,null,null,null,null,null,null,null,null,null,null,null,null,null,null,null,null,null,null,null,null,null,null," "]
[null,null,null,null,null,null,null,null,null,null,null,null,null,null,null,null,null,null,null,null,null,null,null,null,null,null,null,null,null,null,null,null,null," "]
[null,null,null,null,null,null,null,null,null,null,null,null,null,null,null,null,null,null,null,null,null,null,null,null,null,null,null,null,null,null,null,null,null," "]

{"sheet":"WQ Max","index":27,"n_rows":96,"n_cols":34,"rows_kept":96,"cut":false,"hidden":false,"merged":[]}
["QUAL2K"]
["Stream Water Quality Model"]
["Lick Creek (8/18/2019)"]
["Constituent (Max) Summary"]
[]
[]
["Tributary","Reach","Distance","cond (umhos)","ISS (mgD/L)","DO(mgO2/L)","CBODs (mgO2/L)","CBODf (mgO2/L)","No(ugN/L)","NH4(ugN/L)","NO3(ugN/L)","Po (ugP/L)","Inorg P (ugP/L)","Phyto (ug/L)","INp (ugN/L)","IPp (ugP/L)","Detritus (mgD/L)","Pathogen","Alk","Constituent i","Constituent ii","Constituent iii","pH","Bot Algae","QNb","QPb","TOC","TN","TP","TKN","TSS","CBODu","NH3"]
["No.","Label","x(km)","Max","Max","Max","Max","Max","Max","Max","Max","Max","Max","Max","Max","Max","Max","Max","Max","Max","Max","Max","Max","Max","Max","Max","Max","Max","Max","Max","Max","Max","Max"]
[0,"Mainstem headwa",17.496908999999999,228.39375000000001,2.90625,6,0,1.453125,0,96.875,213.125,0,52.3125,22.862500000000001,0,0,1.9375,0,116,0,0,0,7.89,0,0,0,2.229695,310,52.3125,96.875,7.13,5.9978800000000003,3.4940570000000002," "]
[0,"Mainstream Head",17.448218000000001,228.36488800000001,2.7979980000000002,6.9079059999999997,0,1.4087449999999999,0,72.968305999999998,200.976451,0,46.679223999999998,22.131212000000001,4.2530409999999996,0.62880999999999998,1.878887,0,116.009711,0,0,0,8.0437799999999999,371.83788700000002,2.9137909999999998,0.337559,2.1604999999999999,278.05124499999999,47.286850000000001,77.221345999999997,6.8900059999999996,5.8117450000000002,3.8578830000000002," "]
[0,"Mainstream Head",17.350836999999999,228.35530299999999,2.6913450000000001,7.2299499999999997,0,1.364768,0,52.764612999999997,187.899766,0,41.420824000000003,21.406610000000001,8.1029809999999998,1.2020550000000001,1.820738,0,116.01992799999999,0,0,0,8.1052400000000002,374.491129,2.9592809999999998,0.33707700000000002,2.0919080000000001,248.46948499999999,42.597622000000001,60.867593999999997,6.6527440000000002,5.6272339999999996,3.2105649999999999," "]
[0,"Mainstream Head",17.253454999999999,228.34687700000001,2.594087,7.5020530000000001,0,1.3251839999999999,0,37.247999999999998,174.29625999999999,0,36.633018,20.751342000000001,11.646891,1.7339469999999999,1.7683960000000001,0,116.029751,0,0,0,8.1648289999999992,376.37438200000003,3.0110160000000001,0.33552199999999999,2.030046,221.77417,38.347405000000002,48.894889999999997,6.4376170000000004,5.4608220000000003,2.6072220000000002," "]
[0,"Mainstream Head",17.156072999999999,119.225241,3.6985739999999998,6.9660919999999997,0,4.0168280000000003,953.12021400000003,733.64529700000003,2241.875274,190.624043,66.174468000000005,10.612287999999999,8.0007149999999996,1.1460950000000001,0.90557900000000002,0,132.24669499999999,0,0,0,7.4325369999999999,508.75102500000003,19.700939000000002,1.707824,2.2799680000000002,3935.9465110000001,257.87509799999998,1694.766226,5.6653820000000001,6.133114,11.971069999999999," "]
[0,"Mainstream Head",17.058691,119.222787,3.6631689999999999,7.1316490000000003,0,4.0009490000000003,950.52646800000002,731.44417899999996,2243.144734,190.10529399999999,65.540456000000006,10.459447000000001,9.6053840000000008,1.3512930000000001,0.89329400000000003,0,132.23275599999999,0,0,0,7.4637570000000002,510.54661099999998,19.695664000000001,1.7074400000000001,2.2630370000000002,3934.0240779999999,256.92559,1691.5760310000001,5.6024079999999996,6.0875709999999996,12.948772999999999," "]
[0,"               ",16.960699999999999,119.22013,3.6293959999999998,7.2512410000000003,0,3.9850270000000001,947.81842900000004,729.184213,2244.74197,189.56368599999999,65.034469000000001,10.306649,11.028316999999999,1.5344340000000001,0.88098100000000001,0,132.21982299999999,0,0,0,7.4858989999999999,440.57643999999999,19.744810999999999,1.712887,2.2460810000000002,3931.7888589999998,256.04777300000001,1688.0309580000001,5.5410409999999999,6.0419580000000002,13.664778," "]
[0,"               ",16.862100999999999,119.217658,3.5948579999999999,7.363035,0,3.9686889999999999,945.12653899999998,727.05303100000003,2246.2873949999998,189.025308,64.543505999999994,10.148118,12.242549,1.691457,0.86804099999999995,0,132.20689200000001,0,0,0,7.5084749999999998,441.59744499999999,19.748712999999999,1.7144569999999999,2.2284899999999999,3929.455931,255.16037299999999,1684.4221190000001,5.4777110000000002,5.9946390000000003,14.431172999999999," "]
[0,"               ",16.763501999999999,119.215355,3.5608819999999999,7.4727240000000004,0,3.9525760000000001,942.45069799999999,725.21480799999995,2247.8627620000002,188.49014,64.093209000000002,9.9937450000000005,13.343204,1.833672,0.85533099999999995,0,132.193952,0,0,0,7.5315120000000002,442.60874699999999,19.752576000000001,1.7159930000000001,2.2112409999999998,3927.175585,254.290808,1681.0087100000001,5.4155870000000004,5.9482390000000001,15.25093," "]
[0,"               ",16.664902999999999,119.21318100000001,3.52691,7.5766929999999997,0,3.9364180000000002,939.79059099999995,723.46593499999994,2249.4357949999999,187.95811800000001,63.727890000000002,9.8388860000000005,14.351502999999999,1.965535,0.84249399999999997,0,132.181006,0,0,0,7.5551259999999996,443.60801600000002,19.756345,1.71749,2.193905,3924.8778830000001,253.43748099999999,1677.6080280000001,5.3532919999999997,5.9016060000000001,16.127313000000001," "]
[0,"               ",16.566303000000001,119.21111999999999,3.493859,7.6773439999999997,0,3.9203459999999999,937.14612,721.88269000000003,2251.1052639999998,187.429224,63.419193,9.6854879999999994,15.242610000000001,2.0821839999999998,0.82970600000000005,0,132.168058,0,0,0,7.5792339999999996,444.59394900000001,19.760155999999998,1.718961,2.1766800000000002,3923.196011,252.691315,1674.27142,5.2921139999999998,5.8552679999999997,17.062605999999999," "]
[0,"               ",16.467704000000001,119.20915100000001,3.4668709999999998,7.773485,0,3.9072800000000001,934.51698599999997,720.42729599999996,2253.1975900000002,186.90339700000001,63.113396999999999,9.5775020000000008,16.038601,2.1863939999999999,0.82066300000000003,0,132.15509700000001,0,0,0,7.603726,445.56476400000003,19.763987,1.7204029999999999,2.1638860000000002,3921.5172189999998,251.93617599999999,1670.9828829999999,5.245285,5.8208520000000004,18.062322999999999," "]
[0,"               ",16.369105000000001,119.207261,3.4394089999999999,7.8656629999999996,0,3.8943590000000001,931.90309600000001,719.579746,2255.2481280000002,186.380619,62.815779999999997,9.4733339999999995,16.748581000000001,2.2793269999999999,0.81199299999999996,0,132.14213000000001,0,0,0,7.6286079999999998,446.51855899999998,19.767752000000002,1.7218089999999999,2.1514479999999998,3919.7792979999999,251.17787799999999,1668.2314229999999,5.1987360000000002,5.7873939999999999,19.134878," "]
[0,"               ",16.274857999999998,119.204718,3.4024800000000002,7.9725630000000001,0,3.8766799999999999,928.77637500000003,719.50991799999997,2257.421096,185.75527500000001,62.451191999999999,9.3141569999999998,17.498329999999999,2.3772920000000002,0.79859000000000002,0,132.12666200000001,0,0,0,7.6584979999999998,449.559867,19.771518,1.7232940000000001,2.1331470000000001,3917.4338590000002,250.23019500000001,1665.784623,5.1324860000000001,5.7381659999999997,20.505361000000001," "]
[0,"               ",16.184964999999998,119.20219,3.3668170000000002,8.0710899999999999,0,3.8595839999999999,925.67115699999999,719.41095099999995,2259.6839799999998,185.134231,62.118898999999999,9.1639700000000008,18.177119000000001,2.46604,0.78589600000000004,0,132.11116699999999,0,0,0,7.6890210000000003,450.69126199999999,19.775777000000001,1.72478,2.115707,3915.185399,249.305691,1663.2592259999999,5.0691100000000002,5.6912520000000004,21.999559999999999," "]
[0,"               ",16.095071000000001,119.19965000000001,3.3322720000000001,8.1645570000000003,0,3.843,922.58718499999998,719.287013,2262.0271769999999,184.517437,61.814884999999997,9.0214300000000005,18.794964,2.5468479999999998,0.77381599999999995,0,132.09567100000001,0,0,0,7.720186,451.79241300000001,19.780010000000001,1.7262230000000001,2.099008,3913.0213100000001,248.40162699999999,1660.669161,5.0082310000000003,5.646331,23.630436," "]
[0,"               ",15.991296,119.197266,3.3028810000000002,8.1924220000000005,0,3.8278099999999999,919.67511100000002,718.57690700000001,2264.595507,183.935022,61.645147999999999,8.8916299999999993,19.34975,2.6194670000000002,0.76283500000000004,0,132.078371,0,0,0,7.7430139999999996,381.567927,19.843852999999999,1.733695,2.083777,3910.901343,247.65874600000001,1657.601768,4.9548779999999999,5.6053600000000001,24.838170999999999," "]
[0,"               ",15.873640999999999,119.19488699999999,3.2742619999999998,8.2188669999999995,0,3.8129740000000001,916.78089299999999,717.86102900000003,2267.2080989999999,183.356179,61.491638000000002,8.7672179999999997,19.858962999999999,2.6861459999999999,0.75228799999999996,0,132.06112300000001,0,0,0,7.7659229999999999,381.94156199999998,19.854654,1.7365189999999999,2.0690659999999998,3908.8288910000001,246.92753099999999,1654.5008849999999,4.9032720000000003,5.5657889999999997,26.10858," "]
[0,"               ",15.765528,119.19403200000001,3.2540279999999999,8.2395370000000003,0,3.803369,914.63291200000003,717.43042400000002,2269.2060900000001,182.926582,61.371237000000001,8.7013870000000004,20.276374000000001,2.741025,0.74661,0,132.048992,0,0,0,7.7839349999999996,517.31989299999998,19.753440999999999,1.7285489999999999,2.0605910000000001,3907.3283310000002,246.33495300000001,1652.33971,4.8707760000000002,5.5429899999999996,27.271364999999999," "]
[0,"               ",15.666957999999999,119.19291699999999,3.231989,8.2590389999999996,0,3.792665,912.494685,716.99122399999999,2271.0884070000002,182.49893700000001,61.272312999999997,8.6183840000000007,20.690538,2.7958020000000001,0.73944100000000001,0,132.03684999999999,0,0,0,7.8020160000000001,518.47486700000002,19.749566000000002,1.7290410000000001,2.0504250000000002,3906.214598,245.82543200000001,1650.1764479999999,4.8332689999999996,5.5156419999999997,28.485327999999999," "]
[0,"               ",15.568388000000001,119.191532,3.215665,8.2773299999999992,0,3.7843,910.36607200000003,716.54282899999998,2273.3940849999999,182.07321400000001,61.154792,8.5682329999999993,21.038430000000002,2.8416079999999999,0.73507800000000001,0,132.02470500000001,0,0,0,7.820214,519.61009100000001,19.745630999999999,1.7295100000000001,2.0435629999999998,3905.0773039999999,245.289198,1647.9473310000001,4.8075659999999996,5.4971860000000001,29.758464," "]
[0,"               ",15.469818999999999,119.190164,3.1972770000000001,8.2944449999999996,0,3.7755459999999998,908.24681799999996,716.08224299999995,2275.5481100000002,181.64936399999999,61.037827,8.5162639999999996,21.348569000000001,2.8821919999999999,0.73054699999999995,0,132.012565,0,0,0,7.8383960000000004,520.724692,19.741624999999999,1.729956,2.0364179999999998,3903.7412159999999,244.727011,1645.6776299999999,4.7794499999999998,5.4779640000000001,31.08764," "]
[0,"               ",15.371249000000001,119.189314,3.1769630000000002,8.3106539999999995,0,3.7657080000000001,906.13690799999995,715.61127899999997,2277.5602699999999,181.22738200000001,60.970148000000002,8.4473219999999998,21.73152,2.9329459999999998,0.72454700000000005,0,132.00041200000001,0,0,0,7.8566779999999996,521.81849799999998,19.737582,1.7303809999999999,2.027603,3902.4612099999999,244.19845100000001,1643.479707,4.7462419999999996,5.4542520000000003,32.470832000000001," "]
[0,"               ",15.272679,119.188168,3.158792,8.3260170000000002,0,3.7561270000000002,904.03634999999997,715.13193200000001,2279.7452360000002,180.80726999999999,60.885024000000001,8.3777259999999991,22.050927000000001,2.9750939999999999,0.71850000000000003,0,131.988247,0,0,0,7.8749789999999997,522.89119200000005,19.733498000000001,1.7307870000000001,2.0188389999999998,3901.4632459999998,243.68761900000001,1641.21921,4.7150639999999999,5.4306760000000001,33.907311999999997," "]
[0,"               ",15.174110000000001,119.186718,3.1420189999999999,8.3402580000000004,0,3.748113,901.94537700000001,714.63923499999999,2282.0385569999999,180.38907499999999,60.784202000000001,8.3378479999999993,22.308790999999999,3.0089079999999999,0.71497200000000005,0,131.97608199999999,0,0,0,7.8932950000000002,523.94250699999998,19.729375000000001,1.7311730000000001,2.0128529999999998,3900.270109,243.15146200000001,1638.893403,4.6907759999999996,5.4145760000000003,35.403699000000003," "]
[0,"               ",14.647544999999999,118.996746,2.7040730000000002,8.4359590000000004,0,3.5102609999999999,876.21729600000003,705.98263999999995,2294.2648770000001,175.243459,58.695799000000001,5.6249459999999996,17.264804999999999,2.3203830000000001,0.48148800000000003,0,131.81771699999999,0,0,0,8.0661559999999994,554.62442899999996,19.619009999999999,1.7279709999999999,1.722523,3866.3994130000001,234.12527800000001,1599.464741,3.7480560000000001,4.6335860000000002,53.720277000000003," "]
[0,"               ",13.680930999999999,118.887738,2.4871629999999998,8.4878999999999998,0,3.386196,856.77215200000001,698.07653100000005,2313.832617,171.35443000000001,58.488393000000002,4.4791220000000003,15.373948,2.0630679999999999,0.38245800000000002,0,131.69151199999999,0,0,0,8.1959630000000008,538.31319399999995,19.597239999999999,1.732332,1.590957,3849.8768559999999,228.732293,1570.222632,3.3175340000000002,4.2796750000000001,71.706536," "]
[0,"               ",12.454285,108.397896,2.37338,8.4673649999999991,0,3.0205950000000001,759.10094100000003,626.31314299999997,2168.4866059999999,150.70806099999999,55.571629000000001,4.2871110000000003,13.223954000000001,1.768529,0.30309700000000001,0,130.0241,0,0,0,8.3696780000000004,565.30816000000004,19.322002999999999,1.729106,1.415621,3522.5491179999999,204.81075000000001,1398.6380369999999,3.1051880000000001,3.80802,96.127893," "]
[0,"Tatum Creek Con",11.40245,108.352036,2.2638699999999998,8.4511900000000004,0,2.9643519999999999,744.72314700000004,618.21154200000001,2190.5717330000002,147.788048,55.715063999999998,4.0563989999999999,13.797288999999999,1.84399,0.28424500000000003,0,129.91080299999999,0,0,0,8.4501709999999992,572.17536299999995,19.254788000000001,1.717395,1.3779429999999999,3514.9418310000001,200.916101,1376.731978,2.9537550000000001,3.7066680000000001,113.563292," "]
[0,"               ",10.553305,108.24714899999999,2.1262859999999999,8.3116339999999997,0,2.8834900000000001,724.23787600000003,605.23037099999999,2223.9935660000001,143.65668299999999,56.424993999999998,3.711881,14.087782000000001,1.8821460000000001,0.25705299999999998,0,129.73137500000001,0,0,0,8.5298669999999994,542.68329900000003,19.277581000000001,1.71865,1.323226,3503.4433410000001,196.02609100000001,1343.5560290000001,2.7545280000000001,3.5594779999999999,129.76083299999999," "]
[0,"               ",9.7872129999999995,100.95002700000001,2.33121,8.3253620000000002,0,2.7550530000000002,684.513015,562.24522999999999,2100.4257790000001,133.27617100000001,56.901958,5.5655609999999998,14.652922,1.9575009999999999,0.28353299999999998,0,127.542627,0,0,0,8.5478850000000008,526.10048099999995,19.191555999999999,1.7345680000000001,1.3602190000000001,3296.2056819999998,189.43811600000001,1261.4111680000001,3.1712989999999999,3.658989,124.73231," "]
[0,"Dog Creek Confl",9.1755650000000006,100.887781,2.2426569999999999,8.3142499999999995,0,2.7155909999999999,669.57194800000002,551.13742999999999,2126.0934400000001,130.29188500000001,57.298862,5.3756079999999997,16.639125,2.223258,0.28028900000000001,0,127.399867,0,0,0,8.5796559999999999,520.60049300000003,19.20018,1.7355,1.3366530000000001,3288.4503770000001,186.038533,1237.3485029999999,3.0605069999999999,3.5955979999999998,128.96379200000001," "]
[0,"               ",8.1787469999999995,99.230006000000003,2.3092869999999999,8.330311,0,2.6323840000000001,634.82759699999997,525.18014700000003,2133.3501689999998,123.38332,57.670318000000002,5.2057460000000004,18.718304,2.5022220000000002,0.33958899999999997,0,126.170918,0,0,0,8.6227929999999997,510.69026100000002,19.204180999999998,1.739981,1.3226469999999999,3226.190865,179.02950100000001,1178.726048,3.169451,3.5579209999999999,131.052244," "]
[0,"Fort Cooper Cre",7.3742530000000004,88.603012000000007,2.6480260000000002,8.297269,0,2.5437690000000002,569.04585799999995,472.64934899999997,1924.8532379999999,109.69861400000001,63.757902000000001,6.3382940000000003,17.403302,2.3277399999999999,0.50029900000000005,0,119.701926,0,0,0,8.5891850000000005,517.55056000000002,19.040033999999999,1.7645390000000001,1.3992899999999999,2909.3755849999998,172.440327,1059.098508,3.7821539999999998,3.7640910000000001,111.617938," "]
[0,"               ",6.7269769999999998,88.54307,2.5285639999999998,8.2932550000000003,0,2.5015339999999999,554.599155,461.31822499999998,1945.3193920000001,106.962048,61.834941999999998,6.1246119999999999,20.151996,2.6985220000000001,0.49451400000000001,0,119.54179999999999,0,0,0,8.6163550000000004,512.98015299999997,19.049413000000001,1.7524059999999999,1.3727279999999999,2899.5001219999999,167.67737099999999,1036.0693759999999,3.6355390000000001,3.6926389999999998,113.237729," "]
[0,"Hassell Creek C",5.826581,88.462203000000002,2.3891179999999999,8.2318719999999992,0,2.4529920000000001,537.62592199999995,448.36942099999999,1966.9383660000001,103.759001,59.514955999999998,5.86083,22.561146000000001,3.021836,0.48716900000000002,0,119.34625800000001,0,0,0,8.6425210000000003,505.25500799999998,19.095385,1.740049,1.3411930000000001,2887.4327910000002,162.034671,1008.5564890000001,3.4623699999999999,3.6078100000000002,113.73319499999999," "]
[0,"               ",5.1432209999999996,88.437790000000007,2.3048769999999998,8.2315260000000006,0,2.4261910000000002,527.87606300000004,441.16627299999999,1977.964303,101.923855,57.755868999999997,5.7390569999999999,23.840197,3.1928770000000002,0.48407800000000001,0,119.257806,0,0,0,8.6643340000000002,517.53014299999995,19.094915,1.726075,1.3251230000000001,2879.8508280000001,158.46223800000001,992.88253299999997,3.3628610000000001,3.5645820000000001,115.631359," "]
[0,"               ",4.4848480000000004,88.415724999999995,2.2440530000000001,8.3053030000000003,0,2.4026260000000002,519.06000400000005,434.56651099999999,1988.7529919999999,100.265861,56.801645999999998,5.6335740000000003,24.924064000000001,3.3374489999999999,0.48124699999999998,0,119.176334,0,0,0,8.6818899999999992,494.96738099999999,19.128091000000001,1.7224330000000001,1.3110109999999999,2874.2466429999999,155.87594899999999,978.55057799999997,3.2886579999999999,3.526621,116.903927," "]
[0,"               ",3.895797,88.406982999999997,2.2100170000000001,8.3193389999999994,0,2.3883350000000001,513.59414900000002,430.37781699999999,1995.7180659999999,99.237543000000002,56.336613999999997,5.5750999999999999,25.588374000000002,3.4262350000000001,0.479765,0,119.130413,0,0,0,8.6870250000000002,491.12455899999998,19.140723999999999,1.7204710000000001,1.302767,2871.0652279999999,154.41633899999999,969.56034,3.2472910000000001,3.5044420000000001,116.346811," "]
[0,"               ",3.549671,88.398326999999995,2.1764809999999999,8.3325150000000008,0,2.3742190000000001,508.16231800000003,426.21293100000003,2002.4681969999999,98.214884999999995,55.878942000000002,5.5179410000000004,26.208065000000001,3.5086219999999999,0.47830800000000001,0,119.085442,0,0,0,8.6913400000000003,489.02265599999998,19.153117000000002,1.718467,1.2946500000000001,2867.9251939999999,152.97714300000001,960.58331499999997,3.2065839999999999,3.4826090000000001,115.621723," "]
[0,"               ",3.2035439999999999,88.389826999999997,2.1435059999999999,8.3448539999999998,0,2.360274,502.75832700000001,422.07166999999998,2009.026828,97.196861999999996,55.427900000000001,5.4620930000000003,26.784382999999998,3.5854750000000002,0.47685300000000003,0,119.04106400000001,0,0,0,8.6948919999999994,487.00118199999997,19.166308000000001,1.71651,1.2866500000000001,2864.8169699999999,151.55729199999999,951.61437999999998,3.166569,3.46109,114.74269200000001," "]
[0,"               ",2.857418,88.381314000000003,2.1110479999999998,8.3563530000000004,0,2.3465060000000002,497.37781699999999,417.95221299999997,2015.395064,96.182529000000002,54.982996,5.4077089999999997,27.323013,3.6569769999999999,0.475408,0,118.99710899999999,0,0,0,8.6977159999999998,485.077067,19.179822000000001,1.7145539999999999,1.2787790000000001,2861.7492050000001,150.15569600000001,942.65304300000003,3.127227,3.4399139999999999,113.721181," "]
[0,"               ",2.5112909999999999,88.372788,2.0790660000000001,8.3670410000000004,0,2.332938,492.016886,413.85268200000002,2021.577931,95.171104999999997,54.543514999999999,5.3544609999999997,27.827024000000002,3.7238920000000002,0.47398299999999999,0,118.953552,0,0,0,8.6999669999999991,483.26756999999998,19.193801000000001,1.712609,1.2710349999999999,2858.7168729999999,148.76925,933.69659200000001,3.088495,3.4190839999999998,112.595967," "]
[0,"               ",2.165165,88.364248000000003,2.047641,8.3770740000000004,0,2.3195790000000001,486.67201699999998,409.77529399999997,2027.5969070000001,94.161964999999995,54.108773999999997,5.3022970000000003,28.297882000000001,3.7864230000000001,0.47256100000000001,0,118.91025399999999,0,0,0,8.7016410000000004,481.58384100000001,19.207594,1.7106159999999999,1.2634129999999999,2855.722585,147.394408,924.74519199999997,3.0504319999999998,3.3985810000000001,111.361009," "]
[0,"               ",1.8190379999999999,88.355913999999999,2.01668,8.3862550000000002,0,2.3064049999999998,481.34000200000003,405.71678100000003,2033.4451369999999,93.154169999999993,53.678288000000002,5.2511720000000004,28.740780999999998,3.844738,0.47115000000000001,0,118.866838,0,0,0,8.7028210000000001,480.04060099999998,19.221899000000001,1.7086330000000001,1.2559070000000001,2852.7691599999998,146.02979500000001,915.79756299999997,3.012947,3.3783889999999999,110.03836," "]
[0,"Downstream samp",1.577415,88.355056000000005,2.0049350000000001,8.3770620000000005,0,2.3022580000000001,479.63954999999999,404.454702,2035.092224,92.832127,53.437317,5.2368249999999996,28.885719000000002,3.8640059999999998,0.47081899999999999,0,118.85540399999999,0,0,0,8.7042830000000002,489.15197699999999,19.222379,1.7065170000000001,1.2536579999999999,2851.6751530000001,145.495721,912.97996999999998,2.9994360000000002,3.372341,109.823055," "]
[0,"Downstream samp",1.4402950000000001,88.354315999999997,1.9932540000000001,8.3690449999999998,0,2.298146,477.93697100000003,403.19613500000003,2036.7315289999999,92.510445000000004,53.196826999999999,5.2225260000000002,29.027929,3.8828960000000001,0.470497,0,118.843923,0,0,0,8.7058040000000005,488.88683099999997,19.229603000000001,1.7049840000000001,1.2514289999999999,2850.5906369999998,144.96291400000001,910.16103499999997,2.9860039999999999,3.3663449999999999,109.620199," "]
[0,"Downstream samp",1.303175,88.353584999999995,1.9816370000000001,8.3619599999999998,0,2.2940589999999998,476.23296599999998,401.94033100000001,2038.3670990000001,92.188387000000006,52.957099999999997,5.2082620000000004,29.167662,3.9014129999999998,0.47017500000000001,0,118.832396,0,0,0,8.707376,488.65098499999999,19.235831000000001,1.703363,1.2492110000000001,2849.5166199999999,144.431408,907.34096,2.9726379999999999,3.360376,109.42907099999999," "]
[0,"Downstream samp",1.166056,88.352827000000005,1.970083,8.3557629999999996,0,2.2899940000000001,474.53012100000001,400.68994199999997,2039.993723,91.865765999999994,52.718044999999996,5.1940299999999997,29.305557,3.9195669999999998,0.46985199999999999,0,118.820824,0,0,0,8.7089920000000003,488.44801200000001,19.242324,1.7017610000000001,1.247001,2848.454757,143.90148300000001,904.525621,2.9593379999999998,3.3544330000000002,109.2495," "]
[0,"Downstream samp",1.0289360000000001,88.352041999999997,1.958593,8.3506560000000007,0,2.2859530000000001,472.823669,399.44180399999999,2041.6113700000001,91.543604000000002,52.479562000000001,5.1798380000000002,29.440906999999999,3.9373640000000001,0.469528,0,118.809208,0,0,0,8.7106480000000008,488.27320800000001,19.248470000000001,1.7001269999999999,1.244801,2847.4021619999999,143.37333899999999,901.70638099999996,2.9461040000000001,3.348516,109.08104," "]
[0,"               ",0.480188,88.317554000000001,1.875537,8.3780950000000001,0,2.258502,461.27191699999997,391.36622999999997,2050.8220970000002,89.349733999999998,50.701273999999998,5.0621770000000001,30.057231999999999,4.0170089999999998,0.46567199999999997,0,118.702944,0,0,0,8.7263680000000008,486.85539599999998,19.277403,1.685859,1.2283470000000001,2839.591394,139.62449000000001,882.695379,2.847426,3.3042549999999999,109.06858200000001," "]
[0,"Terminus       ",0,88.317554000000001,1.875537,8.3780950000000001,0,2.258502,461.27191699999997,391.36622999999997,2050.8220970000002,89.349733999999998,50.701273999999998,5.0621770000000001,30.057231999999999,4.0170089999999998,0.46567199999999997,0,118.702944,0,0,0,8.7263680000000008,486.85539599999998,19.277403,1.685859,1.2283470000000001,2839.591394,139.62449000000001,882.695379,2.847426,3.3042549999999999,109.06858200000001," "]
[null,null,null,null,null,null,null,null,null,null,null,null,null,null,null,null,null,null,null,null,null,null,null,null,null,null,null,null,null,null,null,null,null," "]
[null,null,null,null,null,null,null,null,null,null,null,null,null,null,null,null,null,null,null,null,null,null,null,null,null,null,null,null,null,null,null,null,null," "]
[null,null,null,null,null,null,null,null,null,null,null,null,null,null,null,null,null,null,null,null,null,null,null,null,null,null,null,null,null,null,null,null,null," "]
[null,null,null,null,null,null,null,null,null,null,null,null,null,null,null,null,null,null,null,null,null,null,null,null,null,null,null,null,null,null,null,null,null," "]
[null,null,null,null,null,null,null,null,null,null,null,null,null,null,null,null,null,null,null,null,null,null,null,null,null,null,null,null,null,null,null,null,null," "]
[null,null,null,null,null,null,null,null,null,null,null,null,null,null,null,null,null,null,null,null,null,null,null,null,null,null,null,null,null,null,null,null,null," "]
[null,null,null,null,null,null,null,null,null,null,null,null,null,null,null,null,null,null,null,null,null,null,null,null,null,null,null,null,null,null,null,null,null," "]
[null,null,null,null,null,null,null,null,null,null,null,null,null,null,null,null,null,null,null,null,null,null,null,null,null,null,null,null,null,null,null,null,null," "]
[null,null,null,null,null,null,null,null,null,null,null,null,null,null,null,null,null,null,null,null,null,null,null,null,null,null,null,null,null,null,null,null,null," "]
[null,null,null,null,null,null,null,null,null,null,null,null,null,null,null,null,null,null,null,null,null,null,null,null,null,null,null,null,null,null,null,null,null," "]
[null,null,null,null,null,null,null,null,null,null,null,null,null,null,null,null,null,null,null,null,null,null,null,null,null,null,null,null,null,null,null,null,null," "]
[null,null,null,null,null,null,null,null,null,null,null,null,null,null,null,null,null,null,null,null,null,null,null,null,null,null,null,null,null,null,null,null,null," "]
[null,null,null,null,null,null,null,null,null,null,null,null,null,null,null,null,null,null,null,null,null,null,null,null,null,null,null,null,null,null,null,null,null," "]
[null,null,null,null,null,null,null,null,null,null,null,null,null,null,null,null,null,null,null,null,null,null,null,null,null,null,null,null,null,null,null,null,null," "]
[null,null,null,null,null,null,null,null,null,null,null,null,null,null,null,null,null,null,null,null,null,null,null,null,null,null,null,null,null,null,null,null,null," "]
[null,null,null,null,null,null,null,null,null,null,null,null,null,null,null,null,null,null,null,null,null,null,null,null,null,null,null,null,null,null,null,null,null," "]
[null,null,null,null,null,null,null,null,null,null,null,null,null,null,null,null,null,null,null,null,null,null,null,null,null,null,null,null,null,null,null,null,null," "]
[null,null,null,null,null,null,null,null,null,null,null,null,null,null,null,null,null,null,null,null,null,null,null,null,null,null,null,null,null,null,null,null,null," "]
[null,null,null,null,null,null,null,null,null,null,null,null,null,null,null,null,null,null,null,null,null,null,null,null,null,null,null,null,null,null,null,null,null," "]
[null,null,null,null,null,null,null,null,null,null,null,null,null,null,null,null,null,null,null,null,null,null,null,null,null,null,null,null,null,null,null,null,null," "]
[null,null,null,null,null,null,null,null,null,null,null,null,null,null,null,null,null,null,null,null,null,null,null,null,null,null,null,null,null,null,null,null,null," "]
[null,null,null,null,null,null,null,null,null,null,null,null,null,null,null,null,null,null,null,null,null,null,null,null,null,null,null,null,null,null,null,null,null," "]
[null,null,null,null,null,null,null,null,null,null,null,null,null,null,null,null,null,null,null,null,null,null,null,null,null,null,null,null,null,null,null,null,null," "]
[null,null,null,null,null,null,null,null,null,null,null,null,null,null,null,null,null,null,null,null,null,null,null,null,null,null,null,null,null,null,null,null,null," "]
[null,null,null,null,null,null,null,null,null,null,null,null,null,null,null,null,null,null,null,null,null,null,null,null,null,null,null,null,null,null,null,null,null," "]
[null,null,null,null,null,null,null,null,null,null,null,null,null,null,null,null,null,null,null,null,null,null,null,null,null,null,null,null,null,null,null,null,null," "]
[null,null,null,null,null,null,null,null,null,null,null,null,null,null,null,null,null,null,null,null,null,null,null,null,null,null,null,null,null,null,null,null,null," "]
[null,null,null,null,null,null,null,null,null,null,null,null,null,null,null,null,null,null,null,null,null,null,null,null,null,null,null,null,null,null,null,null,null," "]
[null,null,null,null,null,null,null,null,null,null,null,null,null,null,null,null,null,null,null,null,null,null,null,null,null,null,null,null,null,null,null,null,null," "]
[null,null,null,null,null,null,null,null,null,null,null,null,null,null,null,null,null,null,null,null,null,null,null,null,null,null,null,null,null,null,null,null,null," "]
[null,null,null,null,null,null,null,null,null,null,null,null,null,null,null,null,null,null,null,null,null,null,null,null,null,null,null,null,null,null,null,null,null," "]
[null,null,null,null,null,null,null,null,null,null,null,null,null,null,null,null,null,null,null,null,null,null,null,null,null,null,null,null,null,null,null,null,null," "]
[null,null,null,null,null,null,null,null,null,null,null,null,null,null,null,null,null,null,null,null,null,null,null,null,null,null,null,null,null,null,null,null,null," "]
[null,null,null,null,null,null,null,null,null,null,null,null,null,null,null,null,null,null,null,null,null,null,null,null,null,null,null,null,null,null,null,null,null," "]
[null,null,null,null,null,null,null,null,null,null,null,null,null,null,null,null,null,null,null,null,null,null,null,null,null,null,null,null,null,null,null,null,null," "]
[null,null,null,null,null,null,null,null,null,null,null,null,null,null,null,null,null,null,null,null,null,null,null,null,null,null,null,null,null,null,null,null,null," "]

{"sheet":"Sediment Fluxes","index":28,"n_rows":58,"n_cols":12,"rows_kept":58,"cut":false,"hidden":false,"merged":[]}
["QUAL2K"]
["Stream Water Quality Model"]
["Lick Creek (8/18/2019)"]
["Sediment Flux Summary"]
[]
[]
["Tributary","Reach","Distance","SOD","Sed Flux CH4","Sed Flux NH4","Sed Flux Inorg P","Sed Flux NO3","Prescribed SOD","Prescribed CH4 flux","Prescribed NH4 flux","Prescribed Inorg P flux"]
["No.","Label","x(km)","gO2/m^2/d","gO2/m^2/d","mgN/m^2/d","mgP/m^2/d","mgN/m^2/d","gO2/m2/d","gO2/m2/d","mgN/m2/d","mgP/m2/d"]
[0,"Mainstream Head",17.448218000000001,3,0,0,1.3101E-2,0,3,0,0,0]
[0,"Mainstream Head",17.350836999999999,3,0,0,2.5003999999999998E-2,0,3,0,0,0]
[0,"Mainstream Head",17.253454999999999,3,0,0,3.5734000000000002E-2,0,3,0,0,0]
[0,"Mainstream Head",17.156072999999999,3.8072180000000002,-0.42007699999999998,0.63763700000000001,12.258571999999999,-110.390855,3,0,0,0]
[0,"Mainstream Head",17.058691,3.8043999999999998,-0.420427,1.094374,12.323319,-110.448713,3,0,0,0]
[0,"               ",16.960699999999999,3.8019699999999998,-0.42143999999999998,1.6001909999999999,12.421021,-110.592315,3,0,0,0]
[0,"               ",16.862100999999999,3.799518,-0.42231999999999997,2.083358,12.514994,-110.72778,3,0,0,0]
[0,"               ",16.763501999999999,3.7970440000000001,-0.42307099999999997,2.5442040000000001,12.605251000000001,-110.855536,3,0,0,0]
[0,"               ",16.664902999999999,3.7945509999999998,-0.42369699999999999,2.9830649999999999,12.691815,-110.976041,3,0,0,0]
[0,"               ",16.566303000000001,3.7920410000000002,-0.42419899999999999,3.40029,12.774717000000001,-111.08978399999999,3,0,0,0]
[0,"               ",16.467704000000001,3.7895159999999999,-0.42458400000000002,3.796233,12.854001,-111.197275,3,0,0,0]
[0,"               ",16.369105000000001,3.786978,-0.42485299999999998,4.1712670000000003,12.929714000000001,-111.29902800000001,3,0,0,0]
[0,"               ",16.274857999999998,3.7840259999999999,-0.42555999999999999,4.684876,13.027421,-111.428414,3,0,0,0]
[0,"               ",16.184964999999998,3.7810630000000001,-0.42610700000000001,5.1678879999999996,13.120075,-111.550132,3,0,0,0]
[0,"               ",16.095071000000001,3.7780909999999999,-0.42649999999999999,5.6209899999999999,13.207751999999999,-111.664895,3,0,0,0]
[0,"               ",15.991296,3.774524,-0.42321900000000001,5.4207419999999997,13.214911000000001,-111.69354800000001,3,0,0,0]
[0,"               ",15.873640999999999,3.7709980000000001,-0.41997800000000002,5.2215389999999999,13.220955999999999,-111.722083,3,0,0,0]
[0,"               ",15.765528,3.7684030000000002,-0.41810700000000001,5.1849550000000004,13.230130000000001,-111.73833999999999,3,0,0,0]
[0,"               ",15.666957999999999,3.7658239999999998,-0.41623199999999999,5.1451229999999999,13.238172,-111.75446100000001,3,0,0,0]
[0,"               ",15.568388000000001,3.763261,-0.41435699999999998,5.1021669999999997,13.245106,-111.77046300000001,3,0,0,0]
[0,"               ",15.469818999999999,3.7607149999999998,-0.41248000000000001,5.0562110000000002,13.250956,-111.786356,3,0,0,0]
[0,"               ",15.371249000000001,3.7581859999999998,-0.41060200000000002,5.0073780000000001,13.255743000000001,-111.802144,3,0,0,0]
[0,"               ",15.272679,3.7556720000000001,-0.408725,4.9557869999999999,13.259491000000001,-111.817829,3,0,0,0]
[0,"               ",15.174110000000001,3.7531750000000001,-0.40684799999999999,4.9015589999999998,13.262219999999999,-111.833405,3,0,0,0]
[0,"               ",14.647544999999999,3.7260650000000002,-0.39432600000000001,5.7237239999999998,13.464525,-112.528831,3,0,0,0]
[0,"               ",13.680930999999999,3.7057289999999998,-0.37940600000000002,5.10128,13.462555,-113.07100699999999,3,0,0,0]
[0,"               ",12.454285,3.6518760000000001,-0.33809,-0.36937999999999999,14.35234,-106.341967,3,0,0,0]
[0,"Tatum Creek Con",11.40245,3.637362,-0.32523600000000003,-1.467984,13.990780000000001,-107.114329,3,0,0,0]
[0,"               ",10.553305,3.61551,-0.29414699999999999,-5.7077349999999996,13.187771,-108.126268,3,0,0,0]
[0,"               ",9.7872129999999995,3.595952,-0.28267500000000001,-6.4339130000000004,14.337942999999999,-102.60309599999999,3,0,0,0]
[0,"Dog Creek Confl",9.1755650000000006,3.5882329999999998,-0.27886699999999998,-7.2780930000000001,14.388119,-105.432633,3,0,0,0]
[0,"               ",8.1787469999999995,3.5721280000000002,-0.274536,-8.4976830000000003,15.012377000000001,-109.354201,3,0,0,0]
[0,"Fort Cooper Cre",7.3742530000000004,3.5368590000000002,-0.25037900000000002,-11.10271,16.664024000000001,-97.762292000000002,3,0,0,0]
[0,"               ",6.7269769999999998,3.5254539999999999,-0.242231,-12.135028999999999,16.272897,-100.640952,3,0,0,0]
[0,"Hassell Creek C",5.826581,3.5010059999999998,-0.21831100000000001,-14.117061,15.209543999999999,-102.02567999999999,3,0,0,0]
[0,"               ",5.1432209999999996,3.4863599999999999,-0.206182,-14.712567,14.580149,-102.35057,3,0,0,0]
[0,"               ",4.4848480000000004,3.4784039999999998,-0.20208599999999999,-14.934993,14.445152999999999,-103.90042,3,0,0,0]
[0,"               ",3.895797,3.473786,-0.19994600000000001,-15.053005000000001,14.407066,-104.96593900000001,3,0,0,0]
[0,"               ",3.549671,3.468906,-0.197544,-15.161246999999999,14.361044,-105.94131899999999,3,0,0,0]
[0,"               ",3.2035439999999999,3.4637389999999999,-0.194859,-15.257766999999999,14.306305999999999,-106.81161,3,0,0,0]
[0,"               ",2.857418,3.4582649999999999,-0.19187599999999999,-15.341029000000001,14.242100000000001,-107.562827,3,0,0,0]
[0,"               ",2.5112909999999999,3.4524710000000001,-0.188586,-15.409799,14.167749000000001,-108.18226,3,0,0,0]
[0,"               ",2.165165,3.4463530000000002,-0.18498700000000001,-15.462880999999999,14.082666,-108.65854299999999,3,0,0,0]
[0,"               ",1.8190379999999999,3.4402240000000002,-0.18126999999999999,-15.493994000000001,13.986558,-109.02639600000001,3,0,0,0]
[0,"Downstream samp",1.577415,3.435241,-0.17691100000000001,-15.544523,13.799125999999999,-108.2907,3,0,0,0]
[0,"Downstream samp",1.4402950000000001,3.4303889999999999,-0.17278499999999999,-15.571451,13.620849,-107.555483,3,0,0,0]
[0,"Downstream samp",1.303175,3.4256660000000001,-0.16887199999999999,-15.577959,13.450996999999999,-106.822487,3,0,0,0]
[0,"Downstream samp",1.166056,3.4210669999999999,-0.165158,-15.566848,13.288924,-106.09324700000001,3,0,0,0]
[0,"Downstream samp",1.0289360000000001,3.4165909999999999,-0.16162799999999999,-15.540565000000001,13.134043,-105.36909799999999,3,0,0,0]
[0,"               ",0.480188,3.3942109999999999,-0.14619499999999999,-15.144351,12.400157999999999,-102.104941,3,0,0,0]

{"sheet":"Diel Output","index":29,"n_rows":265,"n_cols":33,"rows_kept":265,"cut":false,"hidden":false,"merged":[]}
[]
[]
["Lick Creek (8/18/2019)"]
["Reach",14,"Element",1]
[null,1]
[]
[null,null,null,null,null,null,null,null,null,null,null,null,null,null,null,null,null,null,null,"Constituent","Constituent","Constituent"]
["t (hr)","Tempw(C)","Temps(C)","cond (umhos)","ISS (mg/L)","DO(mg/L)","CBODs (mgO2/L)","CBODf (mgO2/L)","No(ugN/L)","NH4(ugN/L)","NO3(ugN/L)","Po (ugP/L)","Inorg P (ugP/L)","Phyto (ugA/L)","QNp (ugN/mgA)","QPp (ugP/mgA)","Detritus (mgD/L)","Pathogen","Alk","i","ii","iii","pH","Bot Algae (mgA/m2)","TSS (mgD/L)","TP (ugP/L)","TN (ugN/L)","DOsat (mg/L)","NH3 (ugN/L)","Int N (mgN/mgA)","Int P (mgP/mgA)","TKN (ugN/L)","Solar (cal/cm^2/d)"]
[0,25.174900000000001,27.409800000000001,88.341399999999993,2.1511,5.3289,0,2.5339999999999998,545.96709999999996,442.4264,1880.7574999999999,106.12609999999999,63.6858,4.3116000000000003,2.6307999999999998,0.35139999999999999,0.49,0,119.1545,0,0,0,7.7619999999999996,465.45030000000003,3.0722999999999998,171.32730000000001,2880.4938999999999,8.09,14.211600000000001,17.083600000000001,1.5803,999.73630000000003,0]
[9.3799999999999994E-2,25.1159,27.366700000000002,88.369399999999999,2.1408999999999998,5.3212000000000002,0,2.5348000000000002,546.55470000000003,442.63420000000002,1879.7309,106.255,63.668100000000003,4.2796000000000003,2.6267,0.35089999999999999,0.49120000000000003,0,119.19110000000001,0,0,0,7.7584999999999997,464.71,3.0600999999999998,171.4248,2880.1608000000001,8.0988000000000007,14.052099999999999,17.111799999999999,1.583,1000.4299,0]
[0.1875,25.057600000000001,27.323399999999999,88.395700000000005,2.1307999999999998,5.3139000000000003,0,2.5356000000000001,547.13620000000003,442.85120000000001,1878.7158999999999,106.38209999999999,63.648099999999999,4.2480000000000002,2.6227,0.3503,0.49230000000000002,0,119.2265,0,0,0,7.7552000000000003,463.97390000000001,3.0478999999999998,171.51849999999999,2879.8447000000001,8.1074999999999999,13.8995,17.14,1.5857000000000001,1001.1288,0]
[0.28120000000000001,25.0002,27.279699999999998,88.420400000000001,2.1208,5.3071000000000002,0,2.5364,547.71140000000003,443.0772,1877.713,106.5072,63.625900000000001,4.2171000000000003,2.6189,0.3498,0.49340000000000001,0,119.2607,0,0,0,7.7519999999999998,463.24189999999999,3.0358999999999998,171.60830000000001,2879.5455999999999,8.1160999999999994,13.7536,17.168099999999999,1.5884,1001.8326,0]
[0.375,24.9434,27.235800000000001,88.4435,2.1107999999999998,5.3007999999999997,0,2.5371000000000001,548.28,443.31220000000002,1876.7225000000001,106.63030000000001,63.601300000000002,4.1866000000000003,2.6151,0.3493,0.49440000000000001,0,119.2938,0,0,0,7.7488999999999999,462.51409999999998,3.0238,171.69409999999999,2879.2633000000001,8.1245999999999992,13.614000000000001,17.196100000000001,1.5911,1002.5407,0]
[0.46879999999999999,24.887499999999999,27.191700000000001,88.465100000000007,2.1009000000000002,5.2949000000000002,0,2.5377999999999998,548.84169999999995,443.55579999999998,1875.7447999999999,106.7514,63.574399999999997,4.1566999999999998,2.6114999999999999,0.3488,0.49530000000000002,0,119.3258,0,0,0,7.7460000000000004,461.7903,3.0118999999999998,171.7757,2878.9976000000001,8.1329999999999991,13.480499999999999,17.2241,1.5936999999999999,1003.2528,0]
[0.5625,24.8323,27.147300000000001,88.484999999999999,2.0911,5.2893999999999997,0,2.5384000000000002,549.39620000000002,443.80799999999999,1874.7801999999999,106.8703,63.545000000000002,4.1273999999999997,2.6080000000000001,0.3483,0.49609999999999999,0,119.3565,0,0,0,7.7431999999999999,461.07040000000001,3,171.85300000000001,2878.7485000000001,8.1412999999999993,13.3527,17.252099999999999,1.5964,1003.9682,0]
[0.65620000000000001,24.777799999999999,27.102799999999998,88.503299999999996,2.0813999999999999,5.2843999999999998,0,2.5390000000000001,549.94320000000005,444.0686,1873.829,106.9871,63.513199999999998,4.0984999999999996,2.6044999999999998,0.34789999999999999,0.49690000000000001,0,119.386,0,0,0,7.7404999999999999,460.35449999999997,2.9881000000000002,171.92599999999999,2878.5156000000002,8.1494999999999997,13.230499999999999,17.279900000000001,1.599,1004.6866,0]
[0.75,24.7241,27.0581,88.52,2.0716999999999999,5.2797000000000001,0,2.5396000000000001,550.48260000000005,444.33730000000003,1872.8914,107.1016,63.478999999999999,4.0701999999999998,2.6012,0.34739999999999999,0.49759999999999999,0,119.41419999999999,0,0,0,7.7378999999999998,459.64229999999998,2.9763999999999999,171.99459999999999,2878.2986999999998,8.1576000000000004,13.1135,17.307700000000001,1.6016999999999999,1005.4073,0]
[0.84379999999999999,24.671199999999999,27.013200000000001,88.535200000000003,2.0621999999999998,5.2755000000000001,0,2.5402,551.01419999999996,444.6139,1871.9675,107.21380000000001,63.4422,4.0425000000000004,2.5979000000000001,0.34699999999999998,0.49819999999999998,0,119.44119999999999,0,0,0,7.7354000000000003,458.93380000000002,2.9647000000000001,172.05850000000001,2878.0976000000001,8.1654999999999998,13.0015,17.3355,1.6043000000000001,1006.1301,0]
[0.9375,24.619,26.9681,88.5488,2.0528,5.2716000000000003,0,2.5407000000000002,551.53769999999997,444.89819999999997,1871.0577000000001,107.3236,63.402900000000002,4.0152000000000001,2.5947,0.34649999999999997,0.49880000000000002,0,119.467,0,0,0,7.7329999999999997,458.22910000000002,2.9531000000000001,172.11789999999999,2877.9119000000001,8.1734000000000009,12.894399999999999,17.363199999999999,1.607,1006.8542,0]
[1.0311999999999999,24.567599999999999,26.922999999999998,88.5608,2.0434000000000001,5.2680999999999996,0,2.5411999999999999,552.05290000000002,445.18990000000002,1870.1619000000001,107.4311,63.360999999999997,3.9885000000000002,2.5916000000000001,0.34610000000000002,0.49919999999999998,0,119.4914,0,0,0,7.7306999999999997,457.52789999999999,2.9415,172.17240000000001,2877.7413000000001,8.1812000000000005,12.7919,17.390899999999998,1.6095999999999999,1007.5794,0]
[1.125,24.517099999999999,26.877700000000001,88.571299999999994,2.0341999999999998,5.2649999999999997,0,2.5415999999999999,552.55970000000002,445.4889,1869.2802999999999,107.5361,63.316400000000002,3.9622999999999999,2.5886,0.34570000000000001,0.49959999999999999,0,119.5146,0,0,0,7.7285000000000004,456.83030000000002,2.93,172.22219999999999,2877.5855000000001,8.1889000000000003,12.693899999999999,17.418500000000002,1.6123000000000001,1008.3051,0]
[1.2188000000000001,24.467400000000001,26.8323,88.580299999999994,2.0251000000000001,5.2622,0,2.5419999999999998,553.05790000000002,445.79480000000001,1868.4131,107.6386,63.269199999999998,3.9365999999999999,2.5855999999999999,0.3453,0.49990000000000001,0,119.5364,0,0,0,7.7264999999999997,456.13619999999997,2.9186999999999999,172.267,2877.4441000000002,8.1964000000000006,12.600300000000001,17.446000000000002,1.6149,1009.0309999999999,0]
[1.3125,24.418700000000001,26.786899999999999,88.587800000000001,2.0160999999999998,5.2596999999999996,0,2.5424000000000002,553.54740000000004,446.10739999999998,1867.5601999999999,107.73860000000001,63.219299999999997,3.9114,2.5825999999999998,0.34489999999999998,0.50009999999999999,0,119.557,0,0,0,7.7244999999999999,455.44549999999998,2.9073000000000002,172.30680000000001,2877.3166000000001,8.2039000000000009,12.510899999999999,17.473500000000001,1.6174999999999999,1009.7565,0]
[1.4061999999999999,24.370799999999999,26.741399999999999,88.593699999999998,2.0072000000000001,5.2576000000000001,0,2.5427,554.02809999999999,446.4264,1866.7217000000001,107.836,63.166699999999999,3.8866999999999998,2.5796999999999999,0.34449999999999997,0.50029999999999997,0,119.5762,0,0,0,7.7225999999999999,454.75810000000001,2.8961000000000001,172.3416,2877.2028,8.2111999999999998,12.4255,17.501000000000001,1.6201000000000001,1010.4811999999999,0]
[1.5,24.323799999999999,26.695900000000002,88.598200000000006,1.9984,5.2557999999999998,0,2.5430000000000001,554.49980000000005,446.75170000000003,1865.8975,107.93089999999999,63.111199999999997,3.8626,2.5768,0.34410000000000002,0.50029999999999997,0,119.5941,0,0,0,7.7207999999999997,454.07400000000001,2.8849999999999998,172.37119999999999,2877.1021999999998,8.2184000000000008,12.344099999999999,17.528400000000001,1.6227,1011.2047,0]
[1.5938000000000001,24.2776,26.650300000000001,88.601200000000006,1.9898,5.2544000000000004,0,2.5432999999999999,554.9624,447.08269999999999,1865.0878,108.0232,63.052999999999997,3.8389000000000002,2.5739999999999998,0.34370000000000001,0.50019999999999998,0,119.61060000000001,0,0,0,7.7190000000000003,453.3931,2.8738999999999999,172.3956,2877.0142999999998,8.2254000000000005,12.266299999999999,17.555800000000001,1.6253,1011.9265,0]
[1.6875,24.232399999999998,26.604800000000001,88.602800000000002,1.9813000000000001,5.2531999999999996,0,2.5434000000000001,555.41589999999997,447.41950000000003,1864.2923000000001,108.11279999999999,62.991999999999997,3.8157999999999999,2.5712000000000002,0.34329999999999999,0.50009999999999999,0,119.6258,0,0,0,7.7173999999999996,452.71530000000001,2.8628999999999998,172.41480000000001,2876.9387000000002,8.2324000000000002,12.1922,17.583100000000002,1.6278999999999999,1012.6464,0]
[1.7811999999999999,24.187899999999999,26.559200000000001,88.602999999999994,1.9729000000000001,5.2523999999999997,0,2.5436000000000001,555.86030000000005,447.76159999999999,1863.511,108.1998,62.928100000000001,3.7932000000000001,2.5682999999999998,0.34289999999999998,0.49990000000000001,0,119.6396,0,0,0,7.7157999999999998,452.04059999999998,2.8521000000000001,172.42869999999999,2876.8748999999998,8.2392000000000003,12.121600000000001,17.610399999999998,1.6305000000000001,1013.364,0]
[1.875,24.144400000000001,26.5137,88.601799999999997,1.9645999999999999,5.2518000000000002,0,2.5436999999999999,556.2953,448.10879999999997,1862.7437,108.2841,62.8613,3.7709999999999999,2.5655000000000001,0.34250000000000003,0.4995,0,119.652,0,0,0,7.7142999999999997,451.36900000000003,2.8412999999999999,172.43719999999999,2876.8225000000002,8.2459000000000007,12.054399999999999,17.637699999999999,1.6331,1014.0788,0]
[1.9688000000000001,24.101600000000001,26.468299999999999,88.599199999999996,1.9564999999999999,5.2515000000000001,0,2.5438000000000001,556.72109999999998,448.46080000000001,1861.9905000000001,108.36579999999999,62.791699999999999,3.7494000000000001,2.5627,0.3422,0.49909999999999999,0,119.6631,0,0,0,7.7129000000000003,450.70030000000003,2.8306,172.44030000000001,2876.7809000000002,8.2523999999999997,11.990500000000001,17.664899999999999,1.6356999999999999,1014.7905,0]
[2.0625,24.059699999999999,26.422799999999999,88.595299999999995,1.9486000000000001,5.2515000000000001,0,2.5438000000000001,557.13760000000002,448.81720000000001,1861.251,108.4448,62.719000000000001,3.7282999999999999,2.5598999999999998,0.34179999999999999,0.49859999999999999,0,119.6728,0,0,0,7.7115999999999998,450.03440000000001,2.82,172.43799999999999,2876.7496999999998,8.2589000000000006,11.9297,17.692,1.6383000000000001,1015.4986,0]
[2.1562000000000001,24.0185,26.377500000000001,88.59,1.9408000000000001,5.2516999999999996,0,2.5436999999999999,557.54480000000001,449.17779999999999,1860.5252,108.5211,62.6434,3.7075999999999998,2.5569999999999999,0.34139999999999998,0.498,0,119.6811,0,0,0,7.7103999999999999,449.37150000000003,2.8094999999999999,172.43029999999999,2876.7282,8.2652999999999999,11.8719,17.719200000000001,1.6409,1016.203,0]
[2.25,23.977900000000002,26.3323,88.583500000000001,1.9331,5.2523,0,2.5436000000000001,557.94269999999995,449.54239999999999,1859.8127999999999,108.5947,62.564900000000002,3.6875,2.5541,0.34100000000000003,0.49719999999999998,0,119.688,0,0,0,7.7092000000000001,448.71129999999999,2.7991000000000001,172.417,2876.7161000000001,8.2714999999999996,11.817,17.746300000000002,1.6434,1016.9032999999999,0]
[2.3437999999999999,23.938099999999999,26.287099999999999,88.575699999999998,1.9256,5.2530000000000001,0,2.5434999999999999,558.33130000000006,449.91050000000001,1859.1134999999999,108.6657,62.4833,3.6678999999999999,2.5512000000000001,0.34060000000000001,0.49640000000000001,0,119.6936,0,0,0,7.7081,448.0539,2.7888999999999999,172.3982,2876.7127999999998,8.2776999999999994,11.765000000000001,17.773299999999999,1.6459999999999999,1017.5992,0]
[2.4375,23.898900000000001,26.242100000000001,88.566699999999997,1.9182999999999999,5.2541000000000002,0,2.5432999999999999,558.71069999999997,450.28210000000001,1858.4272000000001,108.73390000000001,62.398699999999998,3.6488,2.5482,0.3402,0.4955,0,119.6977,0,0,0,7.7069999999999999,447.39920000000001,2.7787000000000002,172.37389999999999,2876.7177000000001,8.2837999999999994,11.7156,17.8003,1.6486000000000001,1018.2905,0]
[2.5312000000000001,23.860399999999998,26.197099999999999,88.556399999999996,1.9111,5.2553999999999998,0,2.5430999999999999,559.08090000000004,450.6567,1857.7534000000001,108.79949999999999,62.311,3.6301000000000001,2.5451999999999999,0.33979999999999999,0.4945,0,119.70050000000001,0,0,0,7.7061000000000002,446.74709999999999,2.7686000000000002,172.34399999999999,2876.7303000000002,8.2897999999999996,11.669,17.827300000000001,1.6511,1018.9769,0]
[2.625,23.822600000000001,26.1523,88.545000000000002,1.9040999999999999,5.2568999999999999,0,2.5428000000000002,559.44200000000001,451.03399999999999,1857.0921000000001,108.8625,62.220300000000002,3.6120000000000001,2.5421,0.33939999999999998,0.49340000000000001,0,119.70189999999999,0,0,0,7.7051999999999996,446.09769999999997,2.7587000000000002,172.30860000000001,2876.7501999999999,8.2956000000000003,11.6249,17.854299999999999,1.6536999999999999,1019.658,0]
[2.7187999999999999,23.785399999999999,26.107700000000001,88.532399999999996,1.8973,5.2587000000000002,0,2.5425,559.79399999999998,451.41390000000001,1856.4429,108.9229,62.1265,3.5943999999999998,2.5388999999999999,0.33889999999999998,0.49220000000000003,0,119.70189999999999,0,0,0,7.7043999999999997,445.45080000000002,2.7488999999999999,172.26759999999999,2876.7766999999999,8.3013999999999992,11.583299999999999,17.8812,1.6563000000000001,1020.3338,0]
[2.8125,23.748799999999999,26.063199999999998,88.518699999999995,1.8906000000000001,5.2606999999999999,0,2.5421,560.13710000000003,451.79599999999999,1855.8054,108.9806,62.029499999999999,3.5771999999999999,2.5356999999999998,0.33850000000000002,0.4909,0,119.70059999999999,0,0,0,7.7035999999999998,444.8064,2.7391999999999999,172.221,2876.8094000000001,8.3071000000000002,11.5442,17.908100000000001,1.6588000000000001,1021.004,0]
[2.9062000000000001,23.712900000000001,26.018799999999999,88.503900000000002,1.8841000000000001,5.2629000000000001,0,2.5417000000000001,560.47119999999995,452.18009999999998,1855.1794,109.03570000000001,61.929499999999997,3.5606,2.5324,0.33810000000000001,0.4894,0,119.6978,0,0,0,7.7028999999999996,444.16449999999998,2.7296,172.16890000000001,2876.8476999999998,8.3126999999999995,11.5075,17.934899999999999,1.6614,1021.6683,0]
[3,23.677600000000002,25.974599999999999,88.488,1.8777999999999999,5.2653999999999996,0,2.5411999999999999,560.79650000000004,452.5659,1854.5645999999999,109.0882,61.8264,3.5444,2.5291000000000001,0.33760000000000001,0.4879,0,119.69370000000001,0,0,0,7.7023000000000001,443.52499999999998,2.7202000000000002,172.1112,2876.8912,8.3181999999999992,11.473100000000001,17.9618,1.6638999999999999,1022.3265,0]
[3.0937999999999999,23.643000000000001,25.930599999999998,88.471100000000007,1.8716999999999999,5.2680999999999996,0,2.5407000000000002,561.11310000000003,452.95310000000001,1853.9607000000001,109.1382,61.720199999999998,3.5287999999999999,2.5255999999999998,0.33710000000000001,0.48630000000000001,0,119.68819999999999,0,0,0,7.7018000000000004,442.8879,2.7109000000000001,172.04810000000001,2876.9391999999998,8.3236000000000008,11.441000000000001,17.988600000000002,1.6664000000000001,1022.9786,0]
[3.1875,23.609000000000002,25.886800000000001,88.453199999999995,1.8657999999999999,5.2710999999999997,0,2.5400999999999998,561.42110000000002,453.3415,1853.3671999999999,109.1857,61.610900000000001,3.5135999999999998,2.5221,0.33660000000000001,0.48459999999999998,0,119.6814,0,0,0,7.7012999999999998,442.25310000000002,2.7017000000000002,171.9794,2876.9913999999999,8.3289000000000009,11.411199999999999,18.0154,1.669,1023.6242,0]
[3.2812000000000001,23.575600000000001,25.8431,88.434200000000004,1.86,5.2742000000000004,0,2.5394000000000001,561.72059999999999,453.73079999999999,1852.7838999999999,109.2306,61.498399999999997,3.4990000000000001,2.5184000000000002,0.3362,0.48280000000000001,0,119.67319999999999,0,0,0,7.7008000000000001,441.62060000000002,2.6926999999999999,171.90530000000001,2877.0473000000002,8.3341999999999992,11.3835,18.042100000000001,1.6715,1024.2634,0]
[3.375,23.542899999999999,25.799700000000001,88.414299999999997,1.8544,5.2775999999999996,0,2.5388000000000002,562.01170000000002,454.12079999999997,1852.2104999999999,109.2731,61.382899999999999,3.4847999999999999,2.5146999999999999,0.33560000000000001,0.48089999999999999,0,119.6636,0,0,0,7.7004999999999999,440.99040000000002,2.6838000000000002,171.82570000000001,2877.1062999999999,8.3392999999999997,11.358000000000001,18.0688,1.6739999999999999,1024.8958,0]
[3.4687999999999999,23.5108,25.756499999999999,88.3934,1.8491,5.2811000000000003,0,2.5379999999999998,562.29459999999995,454.51130000000001,1851.6466,109.31319999999999,61.264299999999999,3.4712000000000001,2.5108000000000001,0.33510000000000001,0.47889999999999999,0,119.6527,0,0,0,7.7001999999999997,440.36239999999998,2.6751,171.7407,2877.1680000000001,8.3443000000000005,11.3346,18.095500000000001,1.6765000000000001,1025.5214000000001,0]
[3.5625,23.479199999999999,25.7135,88.371600000000001,1.8439000000000001,5.2849000000000004,0,2.5371999999999999,562.5693,454.90199999999999,1851.0917999999999,109.35080000000001,61.142600000000002,3.4580000000000002,2.5068999999999999,0.33460000000000001,0.47670000000000001,0,119.6405,0,0,0,7.6999000000000004,439.73660000000001,2.6665000000000001,171.65039999999999,2877.232,8.3492999999999995,11.3132,18.122199999999999,1.6791,1026.1402,0]
[3.6562000000000001,23.4483,25.6707,88.3489,1.8389,5.2888999999999999,0,2.5364,562.83600000000001,455.2928,1850.5459000000001,109.386,61.017899999999997,3.4453999999999998,2.5028000000000001,0.33400000000000002,0.47449999999999998,0,119.627,0,0,0,7.6997,439.113,2.6579999999999999,171.5548,2877.2977999999998,8.3542000000000005,11.293799999999999,18.148800000000001,1.6816,1026.7519,0]
[3.75,23.417999999999999,25.6281,88.325299999999999,1.8342000000000001,5.2931999999999997,0,2.5354999999999999,563.09490000000005,455.68329999999997,1850.0083999999999,109.41889999999999,60.890099999999997,3.4331999999999998,2.4986000000000002,0.33350000000000002,0.47220000000000001,0,119.6122,0,0,0,7.6996000000000002,438.4914,2.6497000000000002,171.4539,2877.3649,8.3589000000000002,11.276400000000001,18.1755,1.6840999999999999,1027.3565000000001,0]
[3.8437999999999999,23.388200000000001,25.585799999999999,88.300899999999999,1.8295999999999999,5.2976000000000001,0,2.5346000000000002,563.346,456.07350000000002,1849.4791,109.4495,60.759300000000003,3.4215,2.4943,0.33289999999999997,0.4698,0,119.596,0,0,0,7.6994999999999996,437.87189999999998,2.6415999999999999,171.34780000000001,2877.4331000000002,8.3635999999999999,11.260899999999999,18.202100000000002,1.6866000000000001,1027.9539,0]
[3.9375,23.359100000000002,25.543800000000001,88.275599999999997,1.8251999999999999,5.3022,0,2.5335999999999999,563.58950000000004,456.46300000000002,1848.9576,109.47790000000001,60.625500000000002,3.4104000000000001,2.4899,0.33229999999999998,0.46729999999999999,0,119.57859999999999,0,0,0,7.6994999999999996,437.25450000000001,2.6335999999999999,171.23660000000001,2877.5018,8.3681999999999999,11.247299999999999,18.2286,1.6891,1028.5441000000001,0]
[4.0312000000000001,23.330500000000001,25.501899999999999,88.249399999999994,1.8210999999999999,5.3070000000000004,0,2.5326,563.82560000000001,456.85180000000003,1848.4436000000001,109.504,60.488700000000001,3.3997000000000002,2.4853999999999998,0.33169999999999999,0.4647,0,119.5599,0,0,0,7.6996000000000002,436.63900000000001,2.6257999999999999,171.12029999999999,2877.5706,8.3727999999999998,11.2355,18.255199999999999,1.6916,1029.1270999999999,0]
[4.125,23.302399999999999,25.4604,88.222499999999997,1.8170999999999999,5.3120000000000003,0,2.5314999999999999,564.05439999999999,457.2396,1847.9367,109.5279,60.348999999999997,3.3896000000000002,2.4807000000000001,0.33100000000000002,0.46200000000000002,0,119.54,0,0,0,7.6997,436.02550000000002,2.6181000000000001,170.999,2877.6392999999998,8.3772000000000002,11.2256,18.281700000000001,1.6940999999999999,1029.7027,0]
[4.2187999999999999,23.274899999999999,25.4191,88.194699999999997,1.8133999999999999,5.3173000000000004,0,2.5304000000000002,564.27599999999995,457.62630000000001,1847.4366,109.5497,60.206400000000002,3.38,2.4759000000000002,0.33040000000000003,0.45929999999999999,0,119.5188,0,0,0,7.6997999999999998,435.41399999999999,2.6105999999999998,170.87280000000001,2877.7075,8.3815000000000008,11.2174,18.308199999999999,1.6966000000000001,1030.2709,0]
[4.3125,23.248000000000001,25.378,88.166200000000003,1.8099000000000001,5.3227000000000002,0,2.5291999999999999,564.49069999999995,458.01170000000002,1846.943,109.5693,60.061,3.3708,2.4710000000000001,0.32969999999999999,0.45639999999999997,0,119.49639999999999,0,0,0,7.7,434.80430000000001,2.6032999999999999,170.74170000000001,2877.7748000000001,8.3857999999999997,11.210900000000001,18.334700000000002,1.6991000000000001,1030.8317999999999,0]
[4.4062000000000001,23.221599999999999,25.337299999999999,88.137,1.8066,5.3282999999999996,0,2.528,564.69860000000006,458.3956,1846.4556,109.5869,59.912700000000001,3.3622000000000001,2.4660000000000002,0.32900000000000001,0.45340000000000003,0,119.4727,0,0,0,7.7003000000000004,434.19650000000001,2.5962000000000001,170.60589999999999,2877.8409000000001,8.39,11.206099999999999,18.3612,1.7016,1031.3852999999999,0]
[4.5,23.195699999999999,25.296800000000001,88.106999999999999,1.8035000000000001,5.3341000000000003,0,2.5266999999999999,564.89980000000003,458.77789999999999,1845.9739999999999,109.60250000000001,59.761600000000001,3.3540999999999999,2.4607999999999999,0.32829999999999998,0.45040000000000002,0,119.4479,0,0,0,7.7005999999999997,433.59050000000002,2.5893000000000002,170.46539999999999,2877.9054999999998,8.3940999999999999,11.202999999999999,18.387699999999999,1.7040999999999999,1031.9314999999999,0]
[4.5937999999999999,23.170400000000001,25.256599999999999,88.076300000000003,1.8006,5.3400999999999996,0,2.5253999999999999,565.09439999999995,459.15839999999997,1845.498,109.6161,59.607799999999997,3.3464,2.4556,0.3276,0.44719999999999999,0,119.42189999999999,0,0,0,7.7009999999999996,432.9864,2.5825,170.3203,2877.9683,8.3980999999999995,11.201499999999999,18.414100000000001,1.7064999999999999,1032.4703,0]
[4.6875,23.145499999999998,25.216699999999999,88.045000000000002,1.798,5.3463000000000003,0,2.5240999999999998,565.28279999999995,459.53710000000001,1845.0273,109.62779999999999,59.4514,3.3393000000000002,2.4502000000000002,0.32690000000000002,0.44400000000000001,0,119.3948,0,0,0,7.7013999999999996,432.38400000000001,2.5758999999999999,170.17070000000001,2878.029,8.4021000000000008,11.201700000000001,18.4406,1.7090000000000001,1033.0017,0]
[4.7812000000000001,23.121200000000002,25.177099999999999,88.013000000000005,1.7955000000000001,5.3525999999999998,0,2.5226999999999999,565.46489999999994,459.91370000000001,1844.5616,109.63760000000001,59.292299999999997,3.3327,2.4445999999999999,0.3261,0.44069999999999998,0,119.3665,0,0,0,7.7018000000000004,431.7833,2.5695000000000001,170.01679999999999,2878.0875000000001,8.4059000000000008,11.2033,18.466999999999999,1.7115,1033.5259000000001,0]
[4.875,23.0974,25.137699999999999,87.9803,1.7932999999999999,5.3592000000000004,0,2.5213000000000001,565.64099999999996,460.28820000000002,1844.1005,109.6456,59.130600000000001,3.3266,2.4390000000000001,0.32540000000000002,0.43730000000000002,0,119.33710000000001,0,0,0,7.7023000000000001,431.18439999999998,2.5632999999999999,169.85849999999999,2878.1433999999999,8.4097000000000008,11.2065,18.493400000000001,1.714,1034.0427999999999,0]
[4.9687999999999999,23.074100000000001,25.098700000000001,87.947100000000006,1.7912999999999999,5.3658999999999999,0,2.5198,565.81129999999996,460.66039999999998,1843.6439,109.65170000000001,58.9664,3.3210000000000002,2.4331999999999998,0.3246,0.43380000000000002,0,119.3066,0,0,0,7.7028999999999996,430.58710000000002,2.5573000000000001,169.6961,2878.1965,8.4133999999999993,11.2112,18.5198,1.7163999999999999,1034.5525,0]
[5.0625,23.051200000000001,25.06,87.913200000000003,1.7896000000000001,5.3728999999999996,0,2.5183,565.97580000000005,461.03030000000001,1843.1914999999999,109.6562,58.799799999999998,3.3159000000000001,2.4274,0.32379999999999998,0.43030000000000002,0,119.27500000000001,0,0,0,7.7035,429.99149999999997,2.5514999999999999,169.52959999999999,2878.2465999999999,8.4170999999999996,11.2174,18.546099999999999,1.7189000000000001,1035.0551,0]
[5.1562000000000001,23.0288,25.021599999999999,87.878799999999998,1.788,5.38,0,2.5167000000000002,566.13480000000004,461.39769999999999,1842.7430999999999,109.6589,58.630800000000001,3.3113999999999999,2.4214000000000002,0.32290000000000002,0.42670000000000002,0,119.2424,0,0,0,7.7041000000000004,429.39760000000001,2.5457999999999998,169.35910000000001,2878.2937000000002,8.4207000000000001,11.2249,18.572500000000002,1.7213000000000001,1035.5506,0]
[5.25,23.006699999999999,24.983499999999999,87.843900000000005,1.7867,5.3872,0,2.5150999999999999,566.28840000000002,461.76260000000002,1842.2982999999999,109.66,58.459400000000002,3.3073000000000001,2.4152999999999998,0.3221,0.42299999999999999,0,119.20869999999999,0,0,0,7.7047999999999996,428.80520000000001,2.5404,169.18469999999999,2878.3373999999999,8.4242000000000008,11.233700000000001,18.598800000000001,1.7238,1036.0391,0]
[5.3437999999999999,22.984999999999999,24.945699999999999,87.808400000000006,1.7856000000000001,5.3947000000000003,0,2.5135000000000001,566.43690000000004,462.12490000000003,1841.8569,109.65949999999999,58.285800000000002,3.3037000000000001,2.4091,0.32129999999999997,0.41920000000000002,0,119.17400000000001,0,0,0,7.7054999999999998,428.21440000000001,2.5352000000000001,169.0067,2878.3775999999998,8.4276999999999997,11.2439,18.6252,1.7262999999999999,1036.5207,0]
[5.4375,22.963699999999999,24.908200000000001,87.772499999999994,1.7847999999999999,5.4024000000000001,0,2.5118,566.58029999999997,462.48450000000003,1841.4187999999999,109.6574,58.11,3.3006000000000002,2.4028,0.32040000000000002,0.4153,0,119.1384,0,0,0,7.7062999999999997,427.62520000000001,2.5301999999999998,168.82499999999999,2878.4142000000002,8.4311000000000007,11.2553,18.651499999999999,1.7286999999999999,1036.9954,0]
[5.5312000000000001,22.942799999999998,24.870999999999999,87.736099999999993,1.7842,5.4101999999999997,0,2.5101,566.71879999999999,462.84120000000001,1840.9836,109.65389999999999,57.932099999999998,3.2980999999999998,2.3963999999999999,0.31950000000000001,0.41139999999999999,0,119.10169999999999,0,0,0,7.7070999999999996,427.03750000000002,2.5253999999999999,168.63980000000001,2878.4470999999999,8.4344000000000001,11.268000000000001,18.677800000000001,1.7312000000000001,1037.4635000000001,0]
[5.625,22.9222,24.834099999999999,87.699299999999994,1.7838000000000001,5.4181999999999997,0,2.5084,566.85260000000005,463.1952,1840.5513000000001,109.6489,57.752099999999999,3.2959999999999998,2.3898999999999999,0.31859999999999999,0.40739999999999998,0,119.0641,0,0,0,7.7080000000000002,426.45139999999998,2.5207999999999999,168.4512,2878.4762000000001,8.4376999999999995,11.2819,18.7041,1.7336,1037.9249,0]
[5.7187999999999999,22.902000000000001,24.797599999999999,87.662099999999995,1.7836000000000001,5.4263000000000003,0,2.5066000000000002,566.98180000000002,463.5462,1840.1215999999999,109.6425,57.5702,3.2944,2.3833000000000002,0.31769999999999998,0.40339999999999998,0,119.0257,0,0,0,7.7088000000000001,425.86669999999998,2.5164,168.2595,2878.5012999999999,8.4410000000000007,11.296900000000001,18.730399999999999,1.736,1038.3797,0]
[5.8125,22.882100000000001,24.761399999999998,87.624499999999998,1.7836000000000001,5.4347000000000003,0,2.5047999999999999,567.10670000000005,463.89429999999999,1839.6943000000001,109.6348,57.386400000000002,3.2934000000000001,2.3767,0.31680000000000003,0.39929999999999999,0,118.9863,0,0,0,7.7098000000000004,425.2835,2.5122,168.06460000000001,2878.5225,8.4441000000000006,11.3131,18.756699999999999,1.7384999999999999,1038.8281999999999,0]
[5.9062000000000001,22.8626,24.7254,87.586600000000004,1.7839,5.4432,0,2.5030000000000001,567.22739999999999,464.23939999999999,1839.2692,109.62569999999999,57.200800000000001,3.2928000000000002,2.3698999999999999,0.31590000000000001,0.39510000000000001,0,118.946,0,0,0,7.7107000000000001,424.70179999999999,2.5083000000000002,167.86670000000001,2878.5396999999998,8.4473000000000003,11.330399999999999,18.782900000000001,1.7408999999999999,1039.2704000000001,0]
[6,22.843499999999999,24.689800000000002,87.548299999999998,1.7844,5.4519000000000002,0,2.5011000000000001,567.34389999999996,464.58159999999998,1838.8462999999999,109.6155,57.013500000000001,3.2927,2.3631000000000002,0.315,0.39090000000000003,0,118.905,0,0,0,7.7117000000000004,424.12150000000003,2.5045000000000002,167.666,2878.5527999999999,8.4503000000000004,11.348800000000001,18.809200000000001,1.7434000000000001,1039.7065,0]
[6.0937999999999999,22.8248,24.654499999999999,87.509799999999998,1.7851999999999999,5.4607000000000001,0,2.4992000000000001,567.45659999999998,464.92059999999998,1838.4253000000001,109.6108,56.8245,3.2932000000000001,2.3561999999999999,0.314,0.3866,0,118.8631,0,0,0,7.7126999999999999,423.54259999999999,2.5009999999999999,167.46950000000001,2878.5619000000002,8.4533000000000005,11.368399999999999,18.8354,1.7458,1040.1365000000001,0]
[6.1875,22.806699999999999,24.619599999999998,87.471000000000004,1.7861,5.4696999999999996,0,2.4973000000000001,567.56539999999995,465.25670000000002,1838.0062,109.6142,56.634099999999997,3.2940999999999998,2.3492999999999999,0.31309999999999999,0.38219999999999998,0,118.82040000000001,0,0,0,7.7138,422.96519999999998,2.4977,167.27959999999999,2878.5668999999998,8.4563000000000006,11.389099999999999,18.861699999999999,1.7482,1040.5607,0]
[6.2812000000000001,22.789200000000001,24.584900000000001,87.432000000000002,1.7873000000000001,5.4789000000000003,0,2.4954000000000001,567.67060000000004,465.58969999999999,1837.5889,109.6215,56.4422,3.2955000000000001,2.3422000000000001,0.31209999999999999,0.37780000000000002,0,118.777,0,0,0,7.7149000000000001,422.38909999999998,2.4946999999999999,167.09219999999999,2878.5680000000002,8.4590999999999994,11.411,18.887899999999998,1.7505999999999999,1040.9791,0]
[6.375,22.772400000000001,24.550599999999999,87.392700000000005,1.7887,5.4885999999999999,0,2.4933999999999998,567.7722,465.9196,1837.1732999999999,109.63030000000001,56.249099999999999,3.2974000000000001,2.3351999999999999,0.31109999999999999,0.37340000000000001,0,118.7328,0,0,0,7.7160000000000002,421.82310000000001,2.4918,166.90530000000001,2878.5650999999998,8.4618000000000002,11.4352,18.913699999999999,1.7529999999999999,1041.3918000000001,0.1173]
[6.4687999999999999,22.756599999999999,24.5166,87.353300000000004,1.7903,5.4993999999999996,0,2.4914000000000001,567.87030000000004,466.24639999999999,1836.7594999999999,109.6397,56.054699999999997,3.2999000000000001,2.3279999999999998,0.31009999999999999,0.36890000000000001,0,118.688,0,0,0,7.7172999999999998,421.28410000000002,2.4891999999999999,166.71780000000001,2878.5583000000001,8.4642999999999997,11.4641,18.938400000000001,1.7553000000000001,1041.7988,3.1646000000000001]
[6.5625,22.742000000000001,24.483000000000001,87.313699999999997,1.7922,5.5118999999999998,0,2.4893999999999998,567.96500000000003,466.56950000000001,1836.3476000000001,109.64879999999999,55.859200000000001,3.3029999999999999,2.3207,0.30909999999999999,0.36430000000000001,0,118.64239999999999,0,0,0,7.7188999999999997,420.78649999999999,2.4868000000000001,166.5291,2878.5473999999999,8.4666999999999994,11.4998,18.961300000000001,1.7574000000000001,1042.1998000000001,8.7941000000000003]
[6.6562000000000001,22.7288,24.4498,87.273899999999998,1.7943,5.5266000000000002,0,2.4874000000000001,568.05629999999996,466.88869999999997,1835.9380000000001,109.6575,55.662599999999998,3.3067000000000002,2.3132999999999999,0.30809999999999998,0.35980000000000001,0,118.5963,0,0,0,7.7206999999999999,420.34230000000002,2.4847000000000001,166.339,2878.5322999999999,8.4687999999999999,11.543900000000001,18.9817,1.7593000000000001,1042.5944,17.140999999999998]
[6.75,22.717300000000002,24.417000000000002,87.234099999999998,1.7965,5.5438000000000001,0,2.4853000000000001,568.14430000000004,467.20319999999998,1835.5307,109.66549999999999,55.465000000000003,3.3109999999999999,2.3058000000000001,0.30709999999999998,0.35520000000000002,0,118.54949999999999,0,0,0,7.7228000000000003,419.96050000000002,2.4828000000000001,166.1473,2878.5128,8.4707000000000008,11.598000000000001,18.999400000000001,1.7608999999999999,1042.982,28.079899999999999]
[6.8437999999999999,22.7075,24.384499999999999,87.194100000000006,1.7990999999999999,5.5636000000000001,0,2.4832000000000001,568.22900000000004,467.51260000000002,1835.1262999999999,109.6728,55.266500000000001,3.3159999999999998,2.2980999999999998,0.30599999999999999,0.35049999999999998,0,118.5021,0,0,0,7.7252999999999998,419.64609999999999,2.4811999999999999,165.95410000000001,2878.4884999999999,8.4722000000000008,11.6629,19.014099999999999,1.7622,1043.3622,41.337899999999998]
[6.9375,22.6996,24.352599999999999,87.1541,1.8018000000000001,5.5861999999999998,0,2.4811000000000001,568.31029999999998,467.81599999999997,1834.7252000000001,109.67919999999999,55.0672,3.3216000000000001,2.2904,0.30499999999999999,0.3458,0,118.4542,0,0,0,7.7282000000000002,419.40129999999999,2.4798,165.7594,2878.4594000000002,8.4734999999999996,11.7393,19.025600000000001,1.7633000000000001,1043.7342000000001,56.621600000000001]
[7.0312000000000001,22.693899999999999,24.321100000000001,87.114099999999993,1.8047,5.6115000000000004,0,2.4790999999999999,568.38819999999998,468.11309999999997,1834.3276000000001,109.6848,54.867100000000001,3.3277999999999999,2.2826,0.3039,0.34110000000000001,0,118.4057,0,0,0,7.7313999999999998,419.22840000000002,2.4786000000000001,165.56309999999999,2878.4250999999999,8.4743999999999993,11.8279,19.033799999999999,1.764,1044.0975000000001,73.656000000000006]
[7.125,22.691099999999999,24.290099999999999,87.073999999999998,1.8079000000000001,5.6398999999999999,0,2.4769000000000001,568.46249999999998,468.40280000000001,1833.9344000000001,109.68940000000001,54.6663,3.3347000000000002,2.2747999999999999,0.30280000000000001,0.33639999999999998,0,118.3567,0,0,0,7.7351000000000001,419.13600000000002,2.4777,165.3655,2878.3854000000001,8.4748999999999999,11.9308,19.038399999999999,1.7644,1044.451,96.450199999999995]
[7.2187999999999999,22.691099999999999,24.259699999999999,87.033900000000003,1.8111999999999999,5.6708999999999996,0,2.4748000000000001,568.53330000000005,468.68470000000002,1833.546,109.6932,54.465000000000003,3.3422000000000001,2.2667999999999999,0.30170000000000002,0.33160000000000001,0,118.30719999999999,0,0,0,7.7390999999999996,419.10950000000003,2.4769999999999999,165.16650000000001,2878.3402000000001,8.4748999999999999,12.0465,19.04,1.7645,1044.7942,117.1943]
[7.3125,22.693999999999999,24.229900000000001,86.993799999999993,1.8148,5.7041000000000004,0,2.4727000000000001,568.60019999999997,468.95819999999998,1833.163,109.696,54.263199999999998,3.3502000000000001,2.2589000000000001,0.30059999999999998,0.32679999999999998,0,118.2573,0,0,0,7.7435,419.14530000000002,2.4765999999999999,164.96629999999999,2878.2892000000002,8.4743999999999993,12.174899999999999,19.038799999999998,1.7644,1045.1261999999999,139.09370000000001]
[7.4062000000000001,22.6998,24.200700000000001,86.953800000000001,1.8186,5.7393999999999998,0,2.4706000000000001,568.66330000000005,469.22280000000001,1832.7859000000001,109.6978,54.061100000000003,3.3586999999999998,2.2509999999999999,0.29949999999999999,0.32200000000000001,0,118.2069,0,0,0,7.7481999999999998,419.23930000000001,2.4765000000000001,164.76490000000001,2878.2325999999998,8.4734999999999996,12.315899999999999,19.0349,1.764,1045.4467,161.9811]
[7.5,22.708600000000001,24.1723,86.913799999999995,1.8226,5.7766999999999999,0,2.4683999999999999,568.72230000000002,469.47829999999999,1832.4151999999999,109.6986,53.858800000000002,3.3677999999999999,2.2431000000000001,0.2984,0.31719999999999998,0,118.1561,0,0,0,7.7531999999999996,419.38760000000002,2.4765000000000001,164.5625,2878.1702,8.4720999999999993,12.4695,19.028600000000001,1.7634000000000001,1045.7551000000001,185.71170000000001]
[7.5937999999999999,22.720400000000001,24.144500000000001,86.873900000000006,1.8268,5.8156999999999996,0,2.4662999999999999,568.77700000000004,469.7242,1832.0514000000001,109.69840000000001,53.656500000000001,3.3774999999999999,2.2353000000000001,0.2974,0.31230000000000002,0,118.105,0,0,0,7.7584999999999997,419.58640000000003,2.4767999999999999,164.35919999999999,2878.1021999999998,8.4702000000000002,12.6358,19.02,1.7625,1046.0508,210.15960000000001]
[7.6875,22.735199999999999,24.117599999999999,86.834100000000007,1.8310999999999999,5.8562000000000003,0,2.4641000000000002,568.82730000000004,469.96030000000002,1831.6950999999999,109.69710000000001,53.4544,3.3875999999999999,2.2275,0.29630000000000001,0.3075,0,118.0535,0,0,0,7.7641,419.83179999999999,2.4773999999999998,164.15520000000001,2878.0284999999999,8.4678000000000004,12.8148,19.0093,1.7615000000000001,1046.3334,235.21449999999999]
[7.7812000000000001,22.7531,24.0915,86.794300000000007,1.8357000000000001,5.8982000000000001,0,2.4620000000000002,568.87300000000005,470.18639999999999,1831.3468,109.6948,53.252499999999998,3.3980999999999999,2.2198000000000002,0.29520000000000002,0.30259999999999998,0,118.0017,0,0,0,7.77,420.12060000000002,2.4781,163.95050000000001,2877.9494,8.4649000000000001,13.006399999999999,18.996600000000001,1.7603,1046.6025999999999,260.779]
[7.875,22.774000000000001,24.066199999999998,86.7547,1.8405,5.9413999999999998,0,2.4598,568.91399999999999,470.4024,1831.0070000000001,109.6914,53.051099999999998,3.4091999999999998,2.2121,0.29409999999999997,0.29770000000000002,0,117.9496,0,0,0,7.7760999999999996,420.4495,2.4790999999999999,163.74529999999999,2877.8649999999998,8.4614999999999991,13.211,18.982099999999999,1.7588999999999999,1046.8579999999999,286.76650000000001]
[7.9687999999999999,22.797899999999998,24.041799999999999,86.715199999999996,1.8453999999999999,5.9856999999999996,0,2.4577,568.95000000000005,470.608,1830.6760999999999,109.68680000000001,52.8504,3.4207000000000001,2.2046000000000001,0.29310000000000003,0.29289999999999999,0,117.8973,0,0,0,7.7824,420.81549999999999,2.4803999999999999,163.53980000000001,2877.7754,8.4577000000000009,13.428599999999999,18.966000000000001,1.7574000000000001,1047.0992000000001,313.09930000000003]
[8.0625,22.8261,24.0185,86.675899999999999,1.8506,6.0316000000000001,0,2.4554999999999998,568.98080000000004,470.80329999999998,1830.3549,109.6811,52.650500000000001,3.4327000000000001,2.1970999999999998,0.29210000000000003,0.28799999999999998,0,117.84480000000001,0,0,0,7.7891000000000004,421.2319,2.4819,163.33410000000001,2877.6808999999998,8.4530999999999992,13.6632,18.947700000000001,1.7556,1047.326,339.70729999999998]
[8.1562000000000001,22.8581,23.996099999999998,86.636700000000005,1.8559000000000001,6.0784000000000002,0,2.4533999999999998,569.00599999999997,470.988,1830.0440000000001,109.6742,52.451599999999999,3.4451000000000001,2.1897000000000002,0.29099999999999998,0.28320000000000001,0,117.792,0,0,0,7.7961,421.68329999999997,2.4836,163.1284,2877.5817000000002,8.4480000000000004,13.9129,18.927800000000001,1.7537,1047.5378000000001,382.69709999999998]
[8.25,22.8935,23.974799999999998,86.597700000000003,1.8614999999999999,6.1260000000000003,0,2.4512,569.02539999999999,471.16219999999998,1829.7439999999999,109.666,52.253999999999998,3.4579,2.1825000000000001,0.28999999999999998,0.27839999999999998,0,117.73909999999999,0,0,0,7.8032000000000004,422.16449999999998,2.4855999999999998,162.9228,2877.4783000000002,8.4422999999999995,14.177,18.906600000000001,1.7517,1047.7343000000001,410.85980000000001]
[8.3437999999999999,22.932400000000001,23.954599999999999,86.558800000000005,1.8671,6.1741999999999999,0,2.4491000000000001,569.03859999999997,471.32600000000002,1829.4555,109.6566,52.0578,3.4710999999999999,2.1753,0.28899999999999998,0.27360000000000001,0,117.6861,0,0,0,7.8106,422.67340000000002,2.4878,162.7175,2877.3708000000001,8.4360999999999997,14.4559,18.8842,1.7496,1047.9152999999999,439.12630000000001]
[8.4375,22.974699999999999,23.935500000000001,86.520200000000003,1.873,6.2228000000000003,0,2.4468999999999999,569.04560000000004,471.47930000000002,1829.1791000000001,109.64579999999999,51.863199999999999,3.4847000000000001,2.1682999999999999,0.28799999999999998,0.26879999999999998,0,117.633,0,0,0,7.8181000000000003,423.20819999999998,2.4903,162.5127,2877.2597999999998,8.4292999999999996,14.7499,18.860800000000001,1.7473000000000001,1048.0807,467.44490000000002]
[8.5312000000000001,23.020499999999998,23.9177,86.481700000000004,1.8791,6.2717999999999998,0,2.4447999999999999,569.04589999999996,471.6223,1828.9154000000001,109.6336,51.6706,3.4986000000000002,2.1614,0.28710000000000002,0.2641,0,117.57980000000001,0,0,0,7.8258999999999999,423.76729999999998,2.4929999999999999,162.30860000000001,2877.1455999999998,8.4220000000000006,15.0594,18.836300000000001,1.7450000000000001,1048.2301,495.76710000000003]
[8.625,23.069600000000001,23.9011,86.4435,1.8853,6.3209999999999997,0,2.4426999999999999,569.03920000000005,471.7552,1828.6650999999999,109.62009999999999,51.48,3.5129999999999999,2.1545999999999998,0.28610000000000002,0.25940000000000002,0,117.5265,0,0,0,7.8338000000000001,424.34930000000003,2.496,162.1053,2877.0286000000001,8.4141999999999992,15.385,18.8108,1.7425999999999999,1048.3634999999999,524.04780000000005]
[8.7187999999999999,23.122,23.8858,86.4054,1.8915999999999999,6.3704999999999998,0,2.4405999999999999,569.02530000000002,471.87799999999999,1828.4286,109.6052,51.291699999999999,3.5276000000000001,2.1480000000000001,0.28520000000000001,0.25480000000000003,0,117.47329999999999,0,0,0,7.8419999999999996,424.95280000000002,2.4992000000000001,161.90299999999999,2876.9092999999998,8.4057999999999993,15.7271,18.784500000000001,1.7401,1048.4807000000001,552.24469999999997]
[8.8125,23.177800000000001,23.8718,86.367599999999996,1.8982000000000001,6.42,0,2.4384000000000001,569.00390000000004,471.99090000000001,1828.2067,109.5887,51.106000000000002,3.5426000000000002,2.1415000000000002,0.2843,0.25030000000000002,0,117.42,0,0,0,7.8502999999999998,425.57650000000001,2.5026999999999999,161.70179999999999,2876.7881000000002,8.3969000000000005,16.086200000000002,18.757300000000001,1.7375,1048.5814,580.31769999999995]
[8.9062000000000001,23.236799999999999,23.859100000000002,86.33,1.9048,6.4695999999999998,0,2.4363000000000001,568.97469999999998,472.0942,1828,109.5707,50.922899999999998,3.5579999999999998,2.1352000000000002,0.28339999999999999,0.24579999999999999,0,117.3669,0,0,0,7.8586999999999998,426.21960000000001,2.5064000000000002,161.50200000000001,2876.6655999999998,8.3876000000000008,16.463100000000001,18.729399999999998,1.7347999999999999,1048.6656,608.22919999999999]
[9,23.299399999999999,23.847899999999999,86.292599999999993,1.9117,6.5191999999999997,0,2.4342000000000001,568.93730000000005,472.18799999999999,1827.8090999999999,109.55119999999999,50.742800000000003,3.5735999999999999,2.1288999999999998,0.28249999999999997,0.24129999999999999,0,117.3138,0,0,0,7.8673999999999999,426.88279999999997,2.5104000000000002,161.30369999999999,2876.5423000000001,8.3777000000000008,16.858899999999998,18.700700000000001,1.7321,1048.7331999999999,635.94309999999996]
[9.0937999999999999,23.366299999999999,23.838100000000001,86.255499999999998,1.9187000000000001,6.5690999999999997,0,2.4321999999999999,568.8913,472.2724,1827.6347000000001,109.5301,50.565899999999999,3.5895999999999999,2.1227999999999998,0.28170000000000001,0.23699999999999999,0,117.2608,0,0,0,7.8762999999999996,427.57229999999998,2.5146000000000002,161.107,2876.4186,8.3671000000000006,17.2774,18.6708,1.7292000000000001,1048.7838999999999,682.11350000000004]
[9.1875,23.436199999999999,23.829799999999999,86.218599999999995,1.9258,6.6186999999999996,0,2.4300999999999999,568.8365,472.34780000000001,1827.4776999999999,109.5072,50.392499999999998,3.6059000000000001,2.1168999999999998,0.28079999999999999,0.23269999999999999,0,117.208,0,0,0,7.8853999999999997,428.27839999999998,2.5190999999999999,160.91229999999999,2876.2953000000002,8.3560999999999996,17.715699999999998,18.6404,1.7262999999999999,1048.8175000000001,710.09839999999997]
[9.2812000000000001,23.508800000000001,23.823,86.182000000000002,1.9331,6.6681999999999997,0,2.4279999999999999,568.77239999999995,472.41419999999999,1827.3387,109.48260000000001,50.2226,3.6223999999999998,2.1111,0.28000000000000003,0.22850000000000001,0,117.1553,0,0,0,7.8945999999999996,429.00040000000001,2.5236999999999998,160.71960000000001,2876.1727000000001,8.3446999999999996,18.174299999999999,18.609300000000001,1.7234,1048.8339000000001,737.7799]
[9.375,23.584099999999999,23.817699999999999,86.145600000000002,1.9403999999999999,6.7173999999999996,0,2.4260000000000002,568.69889999999998,472.47190000000001,1827.2184,109.4563,50.056600000000003,3.6392000000000002,2.1053999999999999,0.2792,0.2243,0,117.1028,0,0,0,7.9039999999999999,429.73759999999999,2.5287000000000002,160.529,2876.0513999999998,8.3328000000000007,18.654,18.5777,1.7203999999999999,1048.8330000000001,765.12720000000002]
[9.4687999999999999,23.661999999999999,23.814,86.109499999999997,1.948,6.7662000000000004,0,2.4239000000000002,568.61559999999997,472.52109999999999,1827.1171999999999,109.4281,49.894599999999997,3.6562999999999999,2.0998999999999999,0.27839999999999998,0.22020000000000001,0,117.0506,0,0,0,7.9135,430.48950000000002,2.5337999999999998,160.3408,2875.9319,8.3207000000000004,19.1555,18.545500000000001,1.7173,1048.8146999999999,792.11099999999999]
[9.5625,23.7425,23.811900000000001,86.073700000000002,1.9556,6.8146000000000004,0,2.4218999999999999,568.5222,472.56200000000001,1827.0359000000001,109.3981,49.736899999999999,3.6737000000000002,2.0945,0.2777,0.2162,0,116.9986,0,0,0,7.9231999999999996,431.25540000000001,2.5392000000000001,160.1551,2875.8148000000001,8.3080999999999996,19.679500000000001,18.512799999999999,1.7141999999999999,1048.7789,818.70320000000004]
[9.6562000000000001,23.825500000000002,23.811399999999999,86.0381,1.9634,6.8624999999999998,0,2.4199000000000002,568.41859999999997,472.59480000000002,1826.9751000000001,109.36620000000001,49.583599999999997,3.6913,2.0893000000000002,0.27689999999999998,0.21229999999999999,0,116.947,0,0,0,7.9329999999999998,432.0351,2.5448,159.97200000000001,2875.7006999999999,8.2951999999999995,20.227,18.479600000000001,1.7110000000000001,1048.7256,844.8768]
[9.75,23.911000000000001,23.8124,86.002700000000004,1.9713000000000001,6.91,0,2.4178999999999999,568.30430000000001,472.61970000000002,1826.9354000000001,109.33240000000001,49.434899999999999,3.7090999999999998,2.0842000000000001,0.2762,0.20849999999999999,0,116.8956,0,0,0,7.9429999999999996,432.8279,2.5507,159.79169999999999,2875.59,8.2819000000000003,20.7986,18.446000000000002,1.7078,1048.6545000000001,870.60550000000001]
[9.8437999999999999,23.998799999999999,23.815200000000001,85.967699999999994,1.9793000000000001,6.9569000000000001,0,2.4159999999999999,568.17909999999995,472.63690000000003,1826.9175,109.29649999999999,49.2911,3.7271000000000001,2.0792999999999999,0.27550000000000002,0.20469999999999999,0,116.8446,0,0,0,7.9531000000000001,433.6336,2.5567000000000002,159.61439999999999,2875.4832999999999,8.2683,21.395399999999999,18.411899999999999,1.7045999999999999,1048.5658000000001,895.86450000000002]
[9.9375,24.088999999999999,23.819500000000001,85.932900000000004,1.9874000000000001,7.0033000000000003,0,2.4140000000000001,568.04269999999997,472.64670000000001,1826.922,109.2587,49.152200000000001,3.7454000000000001,2.0745,0.27479999999999999,0.20100000000000001,0,116.794,0,0,0,7.9634,434.45170000000002,2.5630000000000002,159.4401,2875.3811999999998,8.2544000000000004,22.0183,18.377300000000002,1.7013,1048.4592,920.62940000000003]
[10.0312,24.181899999999999,23.825500000000002,85.898300000000006,1.9956,7.0491000000000001,0,2.4119999999999999,567.89490000000001,472.64929999999998,1826.9494999999999,109.2187,49.018599999999999,3.7639,2.0697999999999999,0.27410000000000001,0.19739999999999999,0,116.74379999999999,0,0,0,7.9737999999999998,435.28339999999997,2.5693999999999999,159.26910000000001,2875.2842000000001,8.2401,22.6691,18.342300000000002,1.6979,1048.3347000000001,944.87689999999998]
[10.125,24.2789,23.833200000000001,85.864099999999993,2.0038999999999998,7.0946999999999996,0,2.4100999999999999,567.73509999999999,472.64499999999998,1827.0009,109.17659999999999,48.8904,3.7825000000000002,2.0653000000000001,0.27350000000000002,0.19389999999999999,0,116.694,0,0,0,7.9843999999999999,436.13479999999998,2.5760999999999998,159.10149999999999,2875.1930000000002,8.2251999999999992,23.353999999999999,18.3066,1.6944999999999999,1048.1921,995.12130000000002]
[10.2188,24.3781,23.842600000000001,85.830100000000002,2.0123000000000002,7.1395999999999997,0,2.4081999999999999,567.56309999999996,472.63400000000001,1827.0769,109.1322,48.767800000000001,3.8014000000000001,2.0609000000000002,0.27289999999999998,0.1905,0,116.6446,0,0,0,7.9950999999999999,436.99779999999998,2.5829,158.93729999999999,2875.1082000000001,8.2101000000000006,24.0685,18.270499999999998,1.6911,1048.0313000000001,1018.9018]
[10.3125,24.479399999999998,23.8538,85.796400000000006,2.0207999999999999,7.1837,0,2.4062999999999999,567.37850000000003,472.61630000000002,1827.1783,109.0856,48.651000000000003,3.8203999999999998,2.0566,0.27229999999999999,0.18709999999999999,0,116.5958,0,0,0,8.0060000000000002,437.87209999999999,2.59,158.77680000000001,2875.0304000000001,8.1945999999999994,24.813600000000001,18.234100000000002,1.6876,1047.8520000000001,1042.0840000000001]
[10.4062,24.582599999999999,23.866599999999998,85.762900000000002,2.0293999999999999,7.2271999999999998,0,2.4045000000000001,567.18119999999999,472.5924,1827.3058000000001,109.0367,48.540199999999999,3.8395999999999999,2.0525000000000002,0.2717,0.18390000000000001,0,116.5474,0,0,0,8.0169999999999995,438.75760000000002,2.5972,158.62010000000001,2874.9600999999998,8.1790000000000003,25.5901,18.197299999999998,1.6840999999999999,1047.6543999999999,1064.6472000000001]
[10.5,24.6877,23.8813,85.729699999999994,2.0379999999999998,7.27,0,2.4026000000000001,566.97069999999997,472.56229999999999,1827.4598000000001,108.9854,48.435600000000001,3.8589000000000002,2.0485000000000002,0.27110000000000001,0.1807,0,116.4997,0,0,0,8.0281000000000002,439.65410000000003,2.6046,158.46719999999999,2874.8980000000001,8.1631,26.398900000000001,18.1602,1.6805000000000001,1047.4382000000001,1086.5715]
[10.5938,24.794599999999999,23.897600000000001,85.696700000000007,2.0467,7.3120000000000003,0,2.4007999999999998,566.74699999999996,472.52620000000002,1827.6410000000001,108.93170000000001,48.337200000000003,3.8784000000000001,2.0447000000000002,0.27060000000000001,0.17760000000000001,0,116.4524,0,0,0,8.0393000000000008,440.56130000000002,2.6120999999999999,158.31829999999999,2874.8444,8.1469000000000005,27.241099999999999,18.122699999999998,1.677,1047.2034000000001,1107.8376000000001]
[10.6875,24.903099999999998,23.915700000000001,85.664000000000001,2.0554999999999999,7.3532000000000002,0,2.399,566.50969999999995,472.48430000000002,1827.85,108.87560000000001,48.2453,3.8980000000000001,2.0409999999999999,0.27,0.17460000000000001,0,116.4058,0,0,0,8.0505999999999993,441.47899999999998,2.6198999999999999,158.17349999999999,2874.7999,8.1305999999999994,28.1175,18.084900000000001,1.6734,1046.9499000000001,1128.4268999999999]
[10.7812,25.013300000000001,23.935500000000001,85.631600000000006,2.0644,7.3936000000000002,0,2.3972000000000002,566.25869999999998,472.43680000000001,1828.0873999999999,108.8169,48.16,3.9177,2.0373999999999999,0.26950000000000002,0.1716,0,116.35980000000001,0,0,0,8.0619999999999994,442.40710000000001,2.6276999999999999,158.03290000000001,2874.7649999999999,8.1141000000000005,29.0291,18.046800000000001,1.6697,1046.6776,1148.3217999999999]
[10.875,25.125,23.957100000000001,85.599400000000003,2.0731999999999999,7.4332000000000003,0,2.3954,565.99369999999999,472.38389999999998,1828.3536999999999,108.75579999999999,48.081400000000002,3.9376000000000002,2.0339999999999998,0.26900000000000002,0.16880000000000001,0,116.31440000000001,0,0,0,8.0734999999999992,443.34550000000002,2.6358000000000001,157.8965,2874.7402000000002,8.0975000000000001,29.976800000000001,18.008400000000002,1.6660999999999999,1046.3866,1167.5048999999999]
[10.9688,25.238099999999999,23.980399999999999,85.567499999999995,2.0821999999999998,7.4718999999999998,0,2.3936999999999999,565.71450000000004,472.32569999999998,1828.6493,108.69199999999999,48.009700000000002,3.9575,2.0306999999999999,0.26860000000000001,0.16600000000000001,0,116.2696,0,0,0,8.0851000000000006,444.29390000000001,2.6438999999999999,157.7646,2874.7258999999999,8.0806000000000004,30.961500000000001,17.9697,1.6624000000000001,1046.0766000000001,1185.9597000000001]
[11.0625,25.354900000000001,24.005400000000002,85.535799999999995,2.0912000000000002,7.5102000000000002,0,2.3919999999999999,565.42079999999999,472.26229999999998,1828.9751000000001,108.62569999999999,47.945,3.9775,2.0274999999999999,0.2681,0.1633,0,116.2256,0,0,0,8.0968,445.2595,2.6522999999999999,157.6371,2874.7226999999998,8.0632999999999999,31.9925,17.930499999999999,1.6586000000000001,1045.7475999999999,1203.6704]
[11.1562,25.473400000000002,24.0322,85.504300000000001,2.1002000000000001,7.5476000000000001,0,2.3902999999999999,565.11220000000003,472.19400000000002,1829.3317999999999,108.5566,47.887599999999999,3.9975999999999998,2.0245000000000002,0.26769999999999999,0.16070000000000001,0,116.1823,0,0,0,8.1085999999999991,446.2364,2.6606999999999998,157.51419999999999,2874.7311,8.0458999999999996,33.064799999999998,17.890899999999998,1.6548,1045.3993,1253.1717000000001]
[11.25,25.5929,24.060700000000001,85.473100000000002,2.1093000000000002,7.5842000000000001,0,2.3885999999999998,564.78859999999997,472.12090000000001,1829.7199000000001,108.48480000000001,47.837400000000002,4.0178000000000003,2.0215000000000001,0.26729999999999998,0.15820000000000001,0,116.1397,0,0,0,8.1204999999999998,447.22309999999999,2.6692999999999998,157.39599999999999,2874.7516000000001,8.0282999999999998,34.177,17.851099999999999,1.651,1045.0317,1269.7806]
[11.3438,25.713200000000001,24.091000000000001,85.442099999999996,2.1183999999999998,7.6199000000000003,0,2.387,564.44989999999996,472.04309999999998,1830.1398999999999,108.4102,47.794699999999999,4.0380000000000003,2.0186999999999999,0.26690000000000003,0.15579999999999999,0,116.09780000000001,0,0,0,8.1325000000000003,448.21940000000001,2.6779999999999999,157.2825,2874.7846,8.0106999999999999,35.329500000000003,17.811,1.6472,1044.6447000000001,1285.5804000000001]
[11.4375,25.834299999999999,24.123000000000001,85.411299999999997,2.1274999999999999,7.6547000000000001,0,2.3854000000000002,564.09580000000005,471.9606,1830.5921000000001,108.3329,47.759399999999999,4.0583,2.0160999999999998,0.26650000000000001,0.1535,0,116.0568,0,0,0,8.1445000000000007,449.22519999999997,2.6867999999999999,157.1738,2874.8303999999998,7.9930000000000003,36.522599999999997,17.770700000000001,1.6434,1044.2383,1300.5574999999999]
[11.5312,25.956,24.156700000000001,85.380799999999994,2.1366000000000001,7.6886999999999999,0,2.3837999999999999,563.72640000000001,471.87360000000001,1831.077,108.2527,47.7318,4.0785999999999998,2.0135000000000001,0.2661,0.1512,0,116.01649999999999,0,0,0,8.1564999999999994,450.24040000000002,2.6957,157.06989999999999,2874.8894,7.9752999999999998,37.756500000000003,17.7301,1.6395,1043.8124,1314.6987999999999]
[11.625,26.078199999999999,24.1921,85.350499999999997,2.1457000000000002,7.7217000000000002,0,2.3822000000000001,563.3415,471.78199999999998,1831.5949000000001,108.16970000000001,47.7117,4.0989000000000004,2.0110999999999999,0.26579999999999998,0.14910000000000001,0,115.977,0,0,0,8.1685999999999996,451.26479999999998,2.7046999999999999,156.9709,2874.9618,7.9576000000000002,39.031500000000001,17.689299999999999,1.6355999999999999,1043.367,1327.9916000000001]
[11.7188,26.200900000000001,24.229199999999999,85.320400000000006,2.1549,7.7538,0,2.3807,562.94110000000001,471.68610000000001,1832.1459,108.0839,47.6995,4.1193,2.0087999999999999,0.26550000000000001,0.14699999999999999,0,115.9384,0,0,0,8.1806000000000001,452.29829999999998,2.7138,156.87690000000001,2875.0479,7.9398999999999997,40.3474,17.648299999999999,1.6316999999999999,1042.902,1340.4241999999999]
[11.8125,26.324000000000002,24.267800000000001,85.290499999999994,2.1640000000000001,7.7850999999999999,0,2.3792,562.52509999999995,471.58569999999997,1832.7302999999999,107.9953,47.694899999999997,4.1395999999999997,2.0066999999999999,0.26519999999999999,0.14499999999999999,0,115.9006,0,0,0,8.1927000000000003,453.34059999999999,2.7229999999999999,156.7878,2875.1478999999999,7.9222999999999999,41.7042,17.607099999999999,1.6277999999999999,1042.4176,1351.9852000000001]
[11.9062,26.447199999999999,24.3081,85.260900000000007,2.1732,7.8154000000000003,0,2.3776999999999999,562.09360000000004,471.48110000000003,1833.3483000000001,107.9038,47.6982,4.1599000000000004,2.0045999999999999,0.26490000000000002,0.1431,0,115.86369999999999,0,0,0,8.2048000000000005,454.39170000000001,2.7323,156.7038,2875.2620000000002,7.9046000000000003,43.101399999999998,17.5657,1.6237999999999999,1041.9137000000001,1362.664]
[12,26.571400000000001,24.35,85.231499999999997,2.1823000000000001,7.8449,0,2.3761999999999999,561.64660000000003,471.37200000000001,1834,107.8094,47.709400000000002,4.1802000000000001,2.0026999999999999,0.2646,0.14130000000000001,0,115.8278,0,0,0,8.2169000000000008,455.45330000000001,2.7416,156.6249,2875.3903,7.8869999999999996,44.542200000000001,17.524000000000001,1.6197999999999999,1041.3903,1372.4504999999999]
[12.0938,26.6995,24.3934,85.202399999999997,2.1913999999999998,7.8738000000000001,0,2.3748,561.18370000000004,471.25880000000001,1834.6863000000001,107.71210000000001,47.728499999999997,4.2004999999999999,2.0009000000000001,0.26429999999999998,0.1396,0,115.7927,0,0,0,8.2289999999999992,456.53390000000002,2.7509999999999999,156.55099999999999,2875.5333999999998,7.8688000000000002,46.042499999999997,17.4818,1.6157999999999999,1040.8471,1435.1537000000001]
[12.1875,26.8276,24.438500000000001,85.173500000000004,2.2004999999999999,7.9019000000000004,0,2.3734000000000002,560.7047,471.14139999999998,1835.4075,107.61190000000001,47.755699999999997,4.2206999999999999,1.9992000000000001,0.2641,0.13789999999999999,0,115.7585,0,0,0,8.2410999999999994,457.62310000000002,2.7605,156.48240000000001,2875.6916000000001,7.8506999999999998,47.583799999999997,17.439299999999999,1.6117999999999999,1040.2840000000001,1443.4390000000001]
[12.2812,26.955400000000001,24.485199999999999,85.144800000000004,2.2096,7.9290000000000003,0,2.3719999999999999,560.2097,471.01990000000001,1836.1638,107.5087,47.790999999999997,4.2408999999999999,1.9976,0.26390000000000002,0.13639999999999999,0,115.7253,0,0,0,8.2531999999999996,458.72059999999999,2.7700999999999998,156.41890000000001,2875.8649999999998,7.8327,49.164200000000001,17.396699999999999,1.6076999999999999,1039.7012,1450.7702999999999]
[12.375,27.082799999999999,24.533300000000001,85.116399999999999,2.2185999999999999,7.9553000000000003,0,2.3706999999999998,559.69889999999998,470.89420000000001,1836.9549999999999,107.4027,47.834299999999999,4.2610999999999999,1.9961,0.26369999999999999,0.13489999999999999,0,115.693,0,0,0,8.2652000000000001,459.8263,2.7795999999999998,156.36060000000001,2876.0536000000002,7.8148,50.782299999999999,17.353899999999999,1.6035999999999999,1039.0986,1457.14]
[12.4688,27.209499999999998,24.582999999999998,85.088300000000004,2.2275999999999998,7.9805000000000001,0,2.3694000000000002,559.17240000000004,470.76429999999999,1837.7809999999999,107.2937,47.8857,4.2811000000000003,1.9946999999999999,0.26350000000000001,0.1336,0,115.6617,0,0,0,8.2771000000000008,460.94,2.7892999999999999,156.3075,2876.2574,7.7971000000000004,52.436300000000003,17.311,1.5995999999999999,1038.4764,1462.5416]
[12.5625,27.3355,24.6342,85.060400000000001,2.2366000000000001,8.0048999999999992,0,2.3681000000000001,558.63040000000001,470.63010000000003,1838.6418000000001,107.1818,47.945099999999996,4.3010999999999999,1.9935,0.26340000000000002,0.1323,0,115.6315,0,0,0,8.2889999999999997,462.06130000000002,2.7989999999999999,156.25970000000001,2876.4764,7.7796000000000003,54.124400000000001,17.268000000000001,1.5954999999999999,1037.8347000000001,1466.9692]
[12.6562,27.460699999999999,24.686800000000002,85.032899999999998,2.2454999999999998,8.0282999999999998,0,2.3668999999999998,558.07309999999995,470.49160000000001,1839.537,107.0672,48.012500000000003,4.3209,1.9923999999999999,0.26319999999999999,0.13109999999999999,0,115.6022,0,0,0,8.3007000000000009,463.19009999999997,2.8087,156.21700000000001,2876.7105999999999,7.7622,55.844499999999996,17.224799999999998,1.5913999999999999,1037.1736000000001,1470.4181000000001]
[12.75,27.585000000000001,24.7407,85.005600000000001,2.2543000000000002,8.0507000000000009,0,2.3656999999999999,557.50080000000003,470.34859999999998,1840.4664,106.9498,48.087800000000001,4.3407,1.9914000000000001,0.2631,0.13,0,115.57389999999999,0,0,0,8.3124000000000002,464.32619999999997,2.8184,156.17949999999999,2876.9596999999999,7.7450000000000001,57.594499999999996,17.1815,1.5871999999999999,1036.4933000000001,1472.8843999999999]
[12.8438,27.708300000000001,24.795999999999999,84.9786,2.2631000000000001,8.0723000000000003,0,2.3645,556.91369999999995,470.2011,1841.4296999999999,106.8296,48.170900000000003,4.3604000000000003,1.9904999999999999,0.26300000000000001,0.129,0,115.5467,0,0,0,8.3239000000000001,465.46910000000003,2.8281999999999998,156.1472,2877.2238000000002,7.7281000000000004,59.372100000000003,17.138200000000001,1.5831,1035.7940000000001,1474.3652999999999]
[12.9375,27.830400000000001,24.852499999999999,84.951999999999998,2.2719,8.0929000000000002,0,2.3633999999999999,556.31219999999996,470.04899999999998,1842.4267,106.7068,48.261899999999997,4.38,1.9897,0.26290000000000002,0.12809999999999999,0,115.5205,0,0,0,8.3353000000000002,466.61860000000001,2.8380000000000001,156.12010000000001,2877.5027,7.7114000000000003,61.174700000000001,17.0947,1.579,1035.076,1474.8592000000001]
[13.0312,27.950399999999998,24.910299999999999,84.925799999999995,2.2805,8.1123999999999992,0,2.3622999999999998,555.69650000000001,469.8922,1843.4570000000001,106.5814,48.360599999999998,4.3994999999999997,1.9891000000000001,0.26279999999999998,0.1273,0,115.4954,0,0,0,8.3465000000000007,467.77229999999997,2.8477999999999999,156.09819999999999,2877.7964999999999,7.6950000000000003,62.994599999999998,17.051300000000001,1.5749,1034.3395,1474.3655000000001]
[13.125,28.065200000000001,24.969200000000001,84.899900000000002,2.2892000000000001,8.1305999999999994,0,2.3613,555.06759999999997,469.73039999999997,1844.5196000000001,106.45350000000001,48.466799999999999,4.4188000000000001,1.9885999999999999,0.26279999999999998,0.12659999999999999,0,115.4714,0,0,0,8.3574000000000002,468.9205,2.8576000000000001,156.0814,2878.1048000000001,7.6792999999999996,64.806299999999993,17.008199999999999,1.5708,1033.5851,1417.6515999999999]
[13.2188,28.1785,25.029199999999999,84.874399999999994,2.2976999999999999,8.1478000000000002,0,2.3603000000000001,554.42600000000004,469.56349999999998,1845.6137000000001,106.3233,48.580399999999997,4.4381000000000004,1.9882,0.26269999999999999,0.126,0,115.44840000000001,0,0,0,8.3681999999999999,470.07389999999998,2.8675000000000002,156.06979999999999,2878.4272000000001,7.6639999999999997,66.631500000000003,16.9651,1.5667,1032.8135,1415.2778000000001]
[13.3125,28.290400000000002,25.0901,84.849400000000003,2.3062,8.1640999999999995,0,2.3593000000000002,553.7722,469.39120000000003,1846.7389000000001,106.1909,48.7012,4.4573999999999998,1.988,0.26269999999999999,0.12540000000000001,0,115.42659999999999,0,0,0,8.3788999999999998,471.2321,2.8774000000000002,156.06319999999999,2878.7638000000002,7.6489000000000003,68.4679,16.922000000000001,1.5626,1032.0248999999999,1411.9582]
[13.4062,28.4009,25.152000000000001,84.824799999999996,2.3146,8.1795000000000009,0,2.3584000000000001,553.10670000000005,469.21359999999999,1847.8949,106.05629999999999,48.829300000000003,4.4767000000000001,1.988,0.26269999999999999,0.125,0,115.4059,0,0,0,8.3893000000000004,472.39479999999998,2.8873000000000002,156.06180000000001,2879.1147999999998,7.6340000000000003,70.313000000000002,16.879000000000001,1.5585,1031.2198000000001,1407.6963000000001]
[13.5,28.509799999999998,25.2149,84.800700000000006,2.3229000000000002,8.1940000000000008,0,2.3574999999999999,552.4298,469.03030000000001,1849.0814,105.9196,48.964399999999998,4.4960000000000004,1.9881,0.26279999999999998,0.12479999999999999,0,115.38630000000001,0,0,0,8.3994999999999997,473.5616,2.8973,156.06559999999999,2879.4803000000002,7.6193999999999997,72.163600000000002,16.835899999999999,1.5544,1030.3987999999999,1402.4966999999999]
[13.5938,28.6172,25.278500000000001,84.777100000000004,2.3311999999999999,8.2074999999999996,0,2.3567,551.74220000000003,468.84120000000001,1850.2982,105.78100000000001,49.1066,4.5155000000000003,1.9884999999999999,0.26290000000000002,0.1246,0,115.36790000000001,0,0,0,8.4094999999999995,474.7321,2.9073000000000002,156.0746,2879.8606,7.6050000000000004,74.016499999999994,16.792899999999999,1.5504,1029.5624,1396.3649]
[13.6875,28.722799999999999,25.343,84.754099999999994,2.3393999999999999,8.2201000000000004,0,2.3559999999999999,551.04430000000002,468.64620000000002,1851.5447999999999,105.6405,49.255699999999997,4.5350999999999999,1.9891000000000001,0.26300000000000001,0.1245,0,115.3506,0,0,0,8.4193999999999996,475.90589999999997,2.9174000000000002,156.08879999999999,2880.2561000000001,7.5909000000000004,75.868399999999994,16.7499,1.5463,1028.7112,1389.3072999999999]
[13.7812,28.826699999999999,25.408300000000001,84.731700000000004,2.3475000000000001,8.2317999999999998,0,2.3553000000000002,550.33680000000004,468.44490000000002,1852.8212000000001,105.4982,49.4116,4.5549999999999997,1.99,0.2631,0.1246,0,115.33450000000001,0,0,0,8.4290000000000003,477.08249999999998,2.9276,156.10839999999999,2880.6671000000001,7.5770999999999997,77.715599999999995,16.707100000000001,1.5422,1027.8459,1381.3309999999999]
[13.875,28.928599999999999,25.474299999999999,84.709800000000001,2.3555999999999999,8.2425999999999995,0,2.3548,549.62009999999998,468.23719999999997,1854.127,105.35420000000001,49.574199999999998,4.5751999999999997,1.9912000000000001,0.26329999999999998,0.12479999999999999,0,115.31950000000001,0,0,0,8.4383999999999997,478.26150000000001,2.9380000000000002,156.13329999999999,2881.0943000000002,7.5636000000000001,79.554699999999997,16.664300000000001,1.5382,1026.9672,1372.4439]
[13.9688,29.028600000000001,25.540900000000001,84.688599999999994,2.3635999999999999,8.2524999999999995,0,2.3542999999999998,548.89499999999998,468.02269999999999,1855.4621999999999,105.2088,49.743499999999997,4.5959000000000003,1.9926999999999999,0.2636,0.12520000000000001,0,115.3057,0,0,0,8.4474999999999998,479.4425,2.9483999999999999,156.1636,2881.5382,7.5503999999999998,81.382000000000005,16.621600000000001,1.5342,1026.076,1362.6547]
[14.0625,29.123799999999999,25.6082,84.668099999999995,2.3715999999999999,8.2611000000000008,0,2.3538000000000001,548.16229999999996,467.80119999999999,1856.8262,105.06189999999999,49.919199999999996,4.6170999999999998,1.9945999999999999,0.26390000000000002,0.1258,0,115.2931,0,0,0,8.4564000000000004,480.61590000000001,2.9590999999999998,156.1994,2881.9992999999999,7.5377999999999998,83.171599999999998,16.5794,1.5302,1025.1731,1351.9727]
[14.1562,29.216000000000001,25.675899999999999,84.648399999999995,2.3795999999999999,8.2687000000000008,0,2.3534999999999999,547.42290000000003,467.57229999999998,1858.2183,104.9139,50.101100000000002,4.6391,1.9971000000000001,0.26419999999999999,0.1265,0,115.2817,0,0,0,8.4649999999999999,481.78809999999999,2.97,156.24080000000001,2882.4780000000001,7.5256999999999996,84.934299999999993,16.537400000000002,1.5262,1024.2597000000001,1305.5920000000001]
[14.25,29.305700000000002,25.7441,84.629400000000004,2.3875999999999999,8.2753999999999994,0,2.3534000000000002,546.67769999999996,467.3356,1859.6383000000001,104.76479999999999,50.289099999999998,4.6618000000000004,2,0.26469999999999999,0.1273,0,115.2715,0,0,0,8.4733999999999998,482.96030000000002,2.9811000000000001,156.2878,2882.9751000000001,7.5140000000000002,86.671300000000002,16.4956,1.5222,1023.3368,1293.4779000000001]
[14.3438,29.392700000000001,25.8127,84.611199999999997,2.3955000000000002,8.2812999999999999,0,2.3532999999999999,545.92740000000003,467.09070000000003,1861.0854999999999,104.61490000000001,50.482999999999997,4.6855000000000002,2.0034999999999998,0.26519999999999999,0.12839999999999999,0,115.2625,0,0,0,8.4815000000000005,484.1318,2.9925000000000002,156.34039999999999,2883.491,7.5026000000000002,88.3797,16.453900000000001,1.5183,1022.4055,1280.5251000000001]
[14.4375,29.4771,25.881599999999999,84.593900000000005,2.4035000000000002,8.2861999999999991,0,2.3532999999999999,545.17280000000005,466.83730000000003,1862.5599,104.46429999999999,50.682600000000001,4.7103000000000002,2.0076000000000001,0.26579999999999998,0.12970000000000001,0,115.2547,0,0,0,8.4893000000000001,485.30189999999999,3.0042,156.39879999999999,2884.0264999999999,7.4916,90.055899999999994,16.412500000000001,1.5144,1021.4666999999999,1266.7453]
[14.5312,29.558800000000002,25.950700000000001,84.577500000000001,2.4114,8.2902000000000005,0,2.3534999999999999,544.41480000000001,466.57490000000001,1864.0608,104.313,50.887900000000002,4.7363999999999997,2.0125000000000002,0.26650000000000001,0.13120000000000001,0,115.2482,0,0,0,8.4969000000000001,486.47019999999998,3.0163000000000002,156.46299999999999,2884.5823,7.4809999999999999,91.6965,16.371400000000001,1.5105,1020.5214999999999,1252.1505]
[14.625,29.637599999999999,26.020099999999999,84.561999999999998,2.4194,8.2933000000000003,0,2.3538999999999999,543.65409999999997,466.30340000000001,1865.5879,104.1614,51.098500000000001,4.7637999999999998,2.0179999999999998,0.26729999999999998,0.13300000000000001,0,115.24290000000001,0,0,0,8.5043000000000006,487.63580000000002,3.0287000000000002,156.53309999999999,2885.1590000000001,7.4706999999999999,93.298100000000005,16.330500000000001,1.5066999999999999,1019.571,1236.7536]
[14.7188,29.7136,26.089600000000001,84.547499999999999,2.4274,8.2955000000000005,0,2.3544,542.89170000000001,466.0222,1867.1405,104.0095,51.3142,4.7927,2.0244,0.26819999999999999,0.13489999999999999,0,115.2388,0,0,0,8.5114000000000001,488.79809999999998,3.0415999999999999,156.60910000000001,2885.7568999999999,7.4608999999999996,94.856999999999999,16.289899999999999,1.5028999999999999,1018.6164,1220.5678]
[14.8125,29.7867,26.159199999999998,84.534000000000006,2.4354,8.2967999999999993,0,2.3551000000000002,542.12840000000006,465.73110000000003,1868.7176999999999,103.8575,51.5349,4.8231000000000002,2.0316999999999998,0.26919999999999999,0.1371,0,115.2359,0,0,0,8.5182000000000002,489.9563,3.0548999999999999,156.6909,2886.3762999999999,7.4515000000000002,96.37,16.249700000000001,1.4991000000000001,1017.6586,1203.6071999999999]
[14.9062,29.8567,26.228899999999999,84.521600000000007,2.4434999999999998,8.2972999999999999,0,2.3559000000000001,541.36500000000001,465.42970000000003,1870.3186000000001,103.70569999999999,51.760199999999998,4.8552,2.0398999999999998,0.27039999999999997,0.1396,0,115.2343,0,0,0,8.5246999999999993,491.10980000000001,3.0686,156.77860000000001,2887.0174999999999,7.4424000000000001,97.833600000000004,16.209700000000002,1.4953000000000001,1016.6989,1185.8862999999999]
[15,29.923300000000001,26.298500000000001,84.510199999999998,2.4514999999999998,8.2966999999999995,0,2.3569,540.60249999999996,465.11779999999999,1871.942,103.55410000000001,51.989899999999999,4.8891,2.0489999999999999,0.2717,0.1424,0,115.23390000000001,0,0,0,8.5310000000000006,492.25549999999998,3.0828000000000002,156.87219999999999,2887.6801999999998,7.4339000000000004,99.239800000000002,16.170300000000001,1.4916,1015.7382,1167.4203]
[15.0938,29.984400000000001,26.367999999999999,84.500100000000003,2.4597000000000002,8.2948000000000004,0,2.3580999999999999,539.84209999999996,464.79500000000002,1873.5861,103.40300000000001,52.223700000000001,4.9248000000000003,2.0590999999999999,0.27310000000000001,0.1454,0,115.23480000000001,0,0,0,8.5368999999999993,493.38389999999998,3.0975000000000001,156.97149999999999,2888.3638999999998,7.4260000000000002,100.5634,16.131499999999999,1.488,1014.7778,1117.6057000000001]
[15.1875,30.042200000000001,26.4374,84.491100000000003,2.4678,8.2919999999999998,0,2.3595000000000002,539.08479999999997,464.46120000000002,1875.2489,103.2526,52.461100000000002,4.9622999999999999,2.0701999999999998,0.27460000000000001,0.14860000000000001,0,115.23699999999999,0,0,0,8.5425000000000004,494.50470000000001,3.1126999999999998,157.07640000000001,2889.0679,7.4185999999999996,101.82559999999999,16.0932,1.4843999999999999,1013.819,1098.2284999999999]
[15.2812,30.096800000000002,26.506499999999999,84.4833,2.476,8.2882999999999996,0,2.3610000000000002,538.33150000000001,464.11610000000002,1876.9286999999999,103.1031,52.701799999999999,5.0015999999999998,2.0823999999999998,0.27629999999999999,0.1522,0,115.24039999999999,0,0,0,8.5478000000000005,495.61700000000002,3.1282999999999999,157.18690000000001,2889.7914000000001,7.4116,103.0244,16.055399999999999,1.4807999999999999,1012.8627,1078.1744000000001]
[15.375,30.148099999999999,26.575199999999999,84.476799999999997,2.4842,8.2835999999999999,0,2.3628,537.58330000000001,463.75959999999998,1878.6233,102.9547,52.945500000000003,5.0427999999999997,2.0954999999999999,0.27810000000000001,0.156,0,115.24509999999999,0,0,0,8.5527999999999995,496.71969999999999,3.1444999999999999,157.30269999999999,2890.5331999999999,7.4051,104.1574,16.018000000000001,1.4773000000000001,1011.9099,1057.4603999999999]
[15.4688,30.196000000000002,26.643599999999999,84.471699999999998,2.4923999999999999,8.2781000000000002,0,2.3647,536.84100000000001,463.39170000000001,1880.3306,102.8075,53.191800000000001,5.0857000000000001,2.1095999999999999,0.28010000000000002,0.16,0,115.251,0,0,0,8.5576000000000008,497.81200000000001,3.161,157.4237,2891.2919999999999,7.399,105.2223,15.9811,1.4739,1010.9614,1036.1048000000001]
[15.5625,30.240600000000001,26.711600000000001,84.467799999999997,2.5005999999999999,8.2715999999999994,0,2.3668,536.10550000000001,463.01229999999998,1882.0479,102.6617,53.440399999999997,5.1303999999999998,2.1246,0.28220000000000001,0.16439999999999999,0,115.25830000000001,0,0,0,8.5619999999999994,498.89280000000002,3.1779999999999999,157.5497,2892.0659000000001,7.3933,106.2165,15.944800000000001,1.4704999999999999,1010.018,1014.1262]
[15.6562,30.2818,26.7791,84.465299999999999,2.5087999999999999,8.2643000000000004,0,2.3691,535.37779999999998,462.62150000000003,1883.7728,102.5176,53.690800000000003,5.1767000000000003,2.1406000000000001,0.28439999999999999,0.16889999999999999,0,115.2668,0,0,0,8.5661000000000005,499.96109999999999,3.1953999999999998,157.68049999999999,2892.8532,7.3879999999999999,107.1375,15.9091,1.4672000000000001,1009.0805,991.54390000000001]
[15.75,30.319600000000001,26.8461,84.464299999999994,2.5169999999999999,8.2560000000000002,0,2.3715999999999999,534.65869999999995,462.21949999999998,1885.5023000000001,102.37520000000001,53.942599999999999,5.2244999999999999,2.1574,0.28670000000000001,0.17369999999999999,0,115.2765,0,0,0,8.5699000000000005,501.01580000000001,3.2132000000000001,157.81569999999999,2893.6518999999998,7.3832000000000004,107.98309999999999,15.874000000000001,1.4639,1008.1496,968.37819999999999]
[15.8438,30.353899999999999,26.912500000000001,84.464699999999993,2.5251000000000001,8.2468000000000004,0,2.3742000000000001,533.94929999999999,461.80630000000002,1887.2334000000001,102.23480000000001,54.195500000000003,5.2736999999999998,2.1751,0.28910000000000002,0.17879999999999999,0,115.2876,0,0,0,8.5733999999999995,502.05579999999998,3.2313000000000001,157.95509999999999,2894.4596000000001,7.3788999999999998,108.7509,15.839499999999999,1.4607000000000001,1007.2261,944.6499]
[15.9375,30.384699999999999,26.978200000000001,84.466499999999996,2.5331999999999999,8.2367000000000008,0,2.3769999999999998,533.25049999999999,461.38209999999998,1888.963,102.0966,54.449100000000001,5.3239999999999998,2.1934,0.29170000000000001,0.184,0,115.29989999999999,0,0,0,8.5765999999999991,503.07990000000001,3.2496,158.0984,2895.2734999999998,7.375,109.4389,15.8056,1.4575,1006.3105,920.38070000000005]
[16.031199999999998,30.4117,27.043299999999999,84.469899999999996,2.5411000000000001,8.2255000000000003,0,2.3799000000000001,532.56299999999999,460.94740000000002,1890.6876999999999,101.9607,54.702800000000003,5.3754,2.2124999999999999,0.29430000000000001,0.18940000000000001,0,115.31359999999999,0,0,0,8.5794999999999995,504.08420000000001,3.2681,158.24529999999999,2896.0911000000001,7.3715000000000002,110.0394,15.772600000000001,1.4543999999999999,1005.4034,895.59299999999996]
[16.125,30.433299999999999,27.107500000000002,84.474800000000002,2.5489999999999999,8.2127999999999997,0,2.3828999999999998,531.88810000000001,460.50240000000002,1892.4036000000001,101.82729999999999,54.956400000000002,5.4275000000000002,2.2322000000000002,0.29699999999999999,0.1951,0,115.32850000000001,0,0,0,8.5818999999999992,505.05680000000001,3.2867999999999999,158.3955,2896.9090999999999,7.3688000000000002,110.52670000000001,15.7407,1.4515,1004.5055,846.46609999999998]
[16.218800000000002,30.4513,27.170999999999999,84.481200000000001,2.5567000000000002,8.1991999999999994,0,2.3860000000000001,531.22670000000005,460.04759999999999,1894.1071999999999,101.69670000000001,55.209299999999999,5.4802,2.2523,0.29970000000000002,0.20080000000000001,0,115.3446,0,0,0,8.5839999999999996,506.0093,3.3054999999999999,158.54859999999999,2897.7246,7.3665000000000003,110.92570000000001,15.7096,1.4486000000000001,1003.6174999999999,821.41780000000006]
[16.3125,30.465800000000002,27.233499999999999,84.489199999999997,2.5642,8.1844999999999999,0,2.3893,530.57979999999998,459.58339999999998,1895.7946999999999,101.5689,55.461100000000002,5.5332999999999997,2.2728999999999999,0.30259999999999998,0.20669999999999999,0,115.3621,0,0,0,8.5858000000000008,506.94029999999998,3.3243,158.70419999999999,2898.5344,7.3647,111.23569999999999,15.6793,1.4458,1002.7397,795.93589999999995]
[16.406199999999998,30.476800000000001,27.295100000000001,84.498800000000003,2.5716000000000001,8.1689000000000007,0,2.3925999999999998,529.94809999999995,459.1103,1897.4628,101.4442,55.711500000000001,5.5864000000000003,2.2938000000000001,0.3054,0.21279999999999999,0,115.3809,0,0,0,8.5871999999999993,507.84820000000002,3.343,158.8621,2899.3353999999999,7.3632999999999997,111.4554,15.649800000000001,1.4430000000000001,1001.8726,770.04570000000001]
[16.5,30.484200000000001,27.355699999999999,84.510099999999994,2.5788000000000002,8.1523000000000003,0,2.3961000000000001,529.33240000000001,458.62889999999999,1899.1077,101.3228,55.9602,5.6395,2.3149999999999999,0.30830000000000002,0.21890000000000001,0,115.40089999999999,0,0,0,8.5882000000000005,508.73169999999999,3.3616000000000001,159.02180000000001,2900.1242999999999,7.3624000000000001,111.5834,15.6213,1.4403999999999999,1001.0166,743.77359999999999]
[16.593800000000002,30.488099999999999,27.415199999999999,84.522900000000007,2.5857000000000001,8.1346000000000007,0,2.3995000000000002,528.73360000000002,458.13979999999998,1900.7260000000001,101.20480000000001,56.206699999999998,5.6921999999999997,2.3363,0.31130000000000002,0.22509999999999999,0,115.4222,0,0,0,8.5889000000000006,509.589,3.38,159.1832,2900.8978999999999,7.3619000000000003,111.61790000000001,15.5937,1.4378,1000.1719000000001,717.14689999999996]
[16.6875,30.488499999999998,27.473600000000001,84.537499999999994,2.5922999999999998,8.1158999999999999,0,2.4030999999999998,528.15250000000003,457.64350000000002,1902.3143,101.0902,56.450699999999998,5.7442000000000002,2.3576999999999999,0.31419999999999998,0.23130000000000001,0,115.4447,0,0,0,8.5891999999999999,510.41840000000002,3.3980999999999999,159.34569999999999,2901.6532000000002,7.3617999999999997,111.5574,15.5671,1.4354,999.33889999999997,690.1943]
[16.781199999999998,30.485399999999998,27.530999999999999,84.553600000000003,2.5987,8.0960999999999999,0,2.4066000000000001,527.58969999999999,457.14080000000001,1903.8690999999999,100.9794,56.692,5.7953999999999999,2.379,0.31709999999999999,0.23760000000000001,0,115.46850000000001,0,0,0,8.5891000000000002,511.21809999999999,3.4157999999999999,159.50919999999999,2902.3870000000002,7.3621999999999996,111.3998,15.541499999999999,1.4330000000000001,998.51790000000005,662.94560000000001]
[16.875,30.4787,27.5871,84.5715,2.6046999999999998,8.0753000000000004,0,2.4102000000000001,527.04600000000005,456.63229999999999,1905.3871999999999,100.8724,56.930199999999999,5.8455000000000004,2.4003000000000001,0.32,0.24390000000000001,0,115.4936,0,0,0,8.5885999999999996,511.9862,3.4331999999999998,159.67330000000001,2903.0963999999999,7.3631000000000002,111.1435,15.516999999999999,1.4308000000000001,997.70920000000001,635.43190000000004]
[16.968800000000002,30.468399999999999,27.641999999999999,84.590999999999994,2.6105,8.0532000000000004,0,2.4138000000000002,526.5222,456.11869999999999,1906.8652999999999,100.7693,57.164999999999999,5.8941999999999997,2.4214000000000002,0.32290000000000002,0.25019999999999998,0,115.51990000000001,0,0,0,8.5876999999999999,512.72069999999997,3.4500999999999999,159.83770000000001,2903.7784000000001,7.3643000000000001,110.7864,15.4937,1.4286000000000001,996.91309999999999,607.68589999999995]
[17.0625,30.4529,27.695599999999999,84.612300000000005,2.6158999999999999,8.0290999999999997,0,2.4174000000000002,526.01890000000003,455.60079999999999,1908.3001999999999,100.6704,57.3962,5.9412000000000003,2.4424000000000001,0.32579999999999998,0.25650000000000001,0,115.5475,0,0,0,8.5861999999999998,513.39490000000001,3.4664999999999999,160.00210000000001,2904.4304000000002,7.3662999999999998,110.28100000000001,15.472300000000001,1.4267000000000001,996.13019999999995,579.74159999999995]
[17.156199999999998,30.433499999999999,27.747800000000002,84.635199999999998,2.6208999999999998,8.0033999999999992,0,2.4209999999999998,525.53710000000001,455.07960000000003,1909.6886,100.5758,57.6235,5.9863,2.4630000000000001,0.3286,0.26279999999999998,0,115.5763,0,0,0,8.5841999999999992,514.0258,3.4823,160.16630000000001,2905.0497,7.3688000000000002,109.6572,15.452299999999999,1.4248000000000001,995.36120000000005,528.32659999999998]
[17.25,30.410499999999999,27.7987,84.659800000000004,2.6255000000000002,7.9764999999999997,0,2.4245000000000001,525.07740000000001,454.55579999999998,1911.0275999999999,100.4855,57.846600000000002,6.0294999999999996,2.4832999999999998,0.33139999999999997,0.26900000000000002,0,115.6063,0,0,0,8.5816999999999997,514.61580000000004,3.4973999999999998,160.33009999999999,2905.634,7.3716999999999997,108.9241,15.4336,1.4231,994.60640000000001,501.28870000000001]
[17.343800000000002,30.3841,27.848099999999999,84.686099999999996,2.6297000000000001,7.9481999999999999,0,2.4279999999999999,524.6404,454.03030000000001,1912.3146999999999,100.3998,58.065399999999997,6.0704000000000002,2.5032000000000001,0.33410000000000001,0.2752,0,115.6375,0,0,0,8.5786999999999995,515.16219999999998,3.5118999999999998,160.4933,2906.181,7.375,108.0806,15.416399999999999,1.4215,993.8664,474.17009999999999]
[17.4375,30.354299999999999,27.896100000000001,84.714100000000002,2.6335000000000002,7.9185999999999996,0,2.4315000000000002,524.22659999999996,453.50389999999999,1913.5474999999999,100.31870000000001,58.279600000000002,6.109,2.5226999999999999,0.33679999999999999,0.28129999999999999,0,115.6699,0,0,0,8.5752000000000006,515.66229999999996,3.5257000000000001,160.65559999999999,2906.6889000000001,7.3788,107.12479999999999,15.400600000000001,1.4200999999999999,993.14149999999995,447.01170000000002]
[17.531199999999998,30.321100000000001,27.942499999999999,84.743700000000004,2.6368999999999998,7.8875000000000002,0,2.4348999999999998,523.83659999999998,452.97739999999999,1914.7238,100.2424,58.4893,6.1448999999999998,2.5415999999999999,0.33929999999999999,0.2873,0,115.70350000000001,0,0,0,8.5710999999999995,516.11310000000003,3.5387,160.8169,2907.1559000000002,7.383,106.0545,15.3864,1.4188000000000001,992.43209999999999,419.8569]
[17.625,30.284500000000001,27.987400000000001,84.775000000000006,2.6398999999999999,7.8548999999999998,0,2.4382000000000001,523.47069999999997,452.45159999999998,1915.8416,100.1709,58.694099999999999,6.1782000000000004,2.5600999999999998,0.34189999999999998,0.29330000000000001,0,115.73820000000001,0,0,0,8.5664999999999996,516.51130000000001,3.5508999999999999,160.97710000000001,2907.5805,7.3876999999999997,104.86709999999999,15.373799999999999,1.4177,991.73889999999994,392.75209999999998]
[17.718800000000002,30.244700000000002,28.0307,84.808000000000007,2.6423999999999999,7.8207000000000004,0,2.4415,523.12950000000001,451.92739999999998,1916.8991000000001,100.10429999999999,58.894100000000002,6.2085999999999997,2.5779000000000001,0.34429999999999999,0.29909999999999998,0,115.7741,0,0,0,8.5612999999999992,516.8537,3.5623,161.136,2907.9614999999999,7.3926999999999996,103.56,15.3629,1.4167000000000001,991.06240000000003,365.7473]
[17.8125,30.201599999999999,28.072399999999998,84.842600000000004,2.6444000000000001,7.7849000000000004,0,2.4445999999999999,522.8134,451.40570000000002,1917.8947000000001,100.0427,59.089100000000002,6.2359999999999998,2.5952000000000002,0.34670000000000001,0.3049,0,115.8111,0,0,0,8.5554000000000006,517.13660000000004,3.5729000000000002,161.2936,2908.2977999999998,7.3982000000000001,102.1301,15.353899999999999,1.4158999999999999,990.40309999999999,338.8965]
[17.906199999999998,30.1554,28.112500000000001,84.878900000000002,2.6459999999999999,7.7472000000000003,0,2.4477000000000002,522.52260000000001,450.88749999999999,1918.8271,99.986099999999993,59.2791,6.2603999999999997,2.6118999999999999,0.34889999999999999,0.3105,0,115.8493,0,0,0,8.5488,517.35599999999999,3.5825,161.44970000000001,2908.5889000000002,7.4040999999999997,100.5746,15.3469,1.4153,989.76179999999999,312.25850000000003]
[18,30.105799999999999,28.1508,84.916799999999995,2.6471,7.7074999999999996,0,2.4506999999999999,522.25750000000005,450.37360000000001,1919.6948,99.934700000000007,59.463999999999999,6.2815000000000003,2.6280000000000001,0.35110000000000002,0.316,0,115.88849999999999,0,0,0,8.5413999999999994,517.50250000000005,3.5912999999999999,161.6044,2908.8341,7.4104999999999999,98.881900000000002,15.3421,1.4149,989.13919999999996,285.8974]
[18.093800000000002,30.052299999999999,28.1875,84.956199999999995,2.6478000000000002,7.6646000000000001,0,2.4535999999999998,522.01859999999999,449.86520000000002,1920.4969000000001,99.895300000000006,59.643799999999999,6.2992999999999997,2.6436000000000002,0.3533,0.32140000000000002,0,115.9288,0,0,0,8.5329999999999995,517.55060000000003,3.5992000000000002,161.76439999999999,2909.0333000000001,7.4173,97.012200000000007,15.340199999999999,1.4148000000000001,988.53650000000005,248.41829999999999]
[18.1875,29.995799999999999,28.2224,84.997200000000007,2.6480000000000001,7.6196999999999999,0,2.4563999999999999,521.80610000000001,449.36360000000002,1921.2320999999999,99.8703,59.818600000000004,6.3137999999999996,2.6585000000000001,0.3553,0.32669999999999999,0,115.97020000000001,0,0,0,8.5237999999999996,517.52290000000005,3.6061000000000001,161.93209999999999,2909.1867000000002,7.4245999999999999,95.007199999999997,15.3407,1.4148000000000001,987.95460000000003,223.95939999999999]
[18.281199999999998,29.936199999999999,28.255600000000001,85.039699999999996,2.6478000000000002,7.5724999999999998,0,2.4592000000000001,521.62019999999995,448.86970000000002,1921.8998999999999,99.855599999999995,59.988300000000002,6.3250000000000002,2.6726999999999999,0.35720000000000002,0.33179999999999998,0,116.01260000000001,0,0,0,8.5137,517.41499999999996,3.6120999999999999,162.10339999999999,2909.2945,7.4321999999999999,92.866799999999998,15.343500000000001,1.4152,987.39459999999997,199.99109999999999]
[18.375,29.873799999999999,28.286999999999999,85.083799999999997,2.6471,7.5229999999999997,0,2.4618000000000002,521.46109999999999,448.38459999999998,1922.4997000000001,99.8489,60.152999999999999,6.3327999999999998,2.6863000000000001,0.35909999999999997,0.33679999999999999,0,116.05589999999999,0,0,0,8.5025999999999993,517.22239999999999,3.6172,162.27590000000001,2909.3571999999999,7.4401999999999999,90.591300000000004,15.349,1.4157,986.85749999999996,176.60740000000001]
[18.468800000000002,29.808700000000002,28.316500000000001,85.129199999999997,2.6459000000000001,7.4710999999999999,0,2.4643000000000002,521.32889999999998,447.90940000000001,1923.0314000000001,99.849000000000004,60.3127,6.3372000000000002,2.6993,0.3609,0.3417,0,116.1003,0,0,0,8.4903999999999993,516.94079999999997,3.6213000000000002,162.4485,2909.3755999999998,7.4485999999999999,88.181399999999996,15.357100000000001,1.4165000000000001,986.3442,153.91489999999999]
[18.5625,29.7409,28.3443,85.176199999999994,2.6442999999999999,7.4168000000000003,0,2.4666999999999999,521.22360000000003,447.4452,1923.4947,99.8553,60.467500000000001,6.3383000000000003,2.7115999999999998,0.36249999999999999,0.34639999999999999,0,116.14570000000001,0,0,0,8.4772999999999996,516.56619999999998,3.6246,162.6207,2909.3506000000002,7.4573999999999998,85.639700000000005,15.3681,1.4176,985.85580000000004,132.03530000000001]
[18.656199999999998,29.6706,28.370200000000001,85.224500000000006,2.6423000000000001,7.3598999999999997,0,2.4689999999999999,521.1454,446.99310000000003,1923.8896999999999,99.867500000000007,60.6175,6.3360000000000003,2.7233000000000001,0.36409999999999998,0.35099999999999998,0,116.1919,0,0,0,8.4629999999999992,516.09529999999995,3.6269,162.79220000000001,2909.2833000000001,7.4664999999999999,82.9709,15.382,1.4189000000000001,985.39359999999999,111.1087]
[18.75,29.597999999999999,28.394200000000001,85.274100000000004,2.6398000000000001,7.3006000000000002,0,2.4712000000000001,521.09410000000003,446.55419999999998,1924.2166,99.885300000000001,60.762799999999999,6.3304999999999998,2.7343999999999999,0.36559999999999998,0.35549999999999998,0,116.23909999999999,0,0,0,8.4474999999999998,515.52610000000004,3.6282999999999999,162.96279999999999,2909.1752000000001,7.4759000000000002,80.183000000000007,15.398899999999999,1.4205000000000001,984.95849999999996,91.2971]
[18.843800000000002,29.523099999999999,28.416399999999999,85.325100000000006,2.637,7.2386999999999997,0,2.4733000000000001,521.06979999999999,446.12970000000001,1924.4757999999999,99.908600000000007,60.903500000000001,6.3216999999999999,2.7448999999999999,0.36709999999999998,0.35980000000000001,0,116.2871,0,0,0,8.4307999999999996,514.85820000000001,3.6288999999999998,163.1326,2909.0277000000001,7.4855999999999998,77.288200000000003,15.418799999999999,1.4224000000000001,984.55190000000005,72.788499999999999]
[18.9375,29.446200000000001,28.436699999999998,85.377300000000005,2.6337000000000002,7.1745000000000001,0,2.4754,521.07230000000004,445.72059999999999,1924.6677999999999,99.937299999999993,61.0396,6.3098999999999998,2.7547000000000001,0.36840000000000001,0.36399999999999999,0,116.336,0,0,0,8.4130000000000003,514.09379999999999,3.6286,163.30160000000001,2908.8424,7.4955999999999996,74.304199999999994,15.441700000000001,1.4246000000000001,984.17460000000005,55.800699999999999]
[19.031199999999998,29.3674,28.455100000000002,85.430800000000005,2.63,7.1082999999999998,0,2.4773000000000001,521.10130000000004,445.3279,1924.7933,99.971400000000003,61.171399999999998,6.2949000000000002,2.7639,0.36969999999999997,0.36799999999999999,0,116.3857,0,0,0,8.3940000000000001,513.23749999999995,3.6274999999999999,163.46979999999999,2908.6212,7.5058999999999996,71.253200000000007,15.467499999999999,1.427,983.8279,40.583300000000001]
[19.125,29.286999999999999,28.471699999999998,85.485399999999998,2.6259000000000001,7.0404,0,2.4790999999999999,521.15689999999995,444.95240000000001,1924.8532,100.0107,61.298999999999999,6.2771999999999997,2.7725,0.37080000000000002,0.372,0,116.4362,0,0,0,8.3740000000000006,512.2962,3.6255000000000002,163.63740000000001,2908.3658,7.5164,68.161600000000007,15.495900000000001,1.4297,983.51260000000002,26.570900000000002]
[19.218800000000002,29.205400000000001,28.486499999999999,85.5411,2.6214,6.9715999999999996,0,2.4809000000000001,521.23850000000004,444.5949,1924.8486,100.0552,61.422400000000003,6.2567000000000004,2.7804000000000002,0.37190000000000001,0.37580000000000002,0,116.4875,0,0,0,8.3531999999999993,511.29070000000002,3.6227999999999998,163.80439999999999,2908.078,7.5270999999999999,65.0749,15.5265,1.4326000000000001,983.22929999999997,16.080400000000001]
[19.3125,29.122900000000001,28.499300000000002,85.597899999999996,2.6166,6.9028,0,2.4826000000000001,521.34590000000003,444.25569999999999,1924.7807,100.10469999999999,61.541899999999998,6.2339000000000002,2.7875000000000001,0.37290000000000001,0.3795,0,116.5394,0,0,0,8.3317999999999994,510.23970000000003,3.6194000000000002,163.971,2907.7592,7.5380000000000003,62.033000000000001,15.5585,1.4356,982.97850000000005,8.1239000000000008]
[19.406199999999998,29.0396,28.510400000000001,85.655600000000007,2.6114000000000002,6.8348000000000004,0,2.4842,521.4787,443.9348,1924.6510000000001,100.1592,61.657400000000003,6.2088999999999999,2.7938999999999998,0.37369999999999998,0.38300000000000001,0,116.5921,0,0,0,8.3101000000000003,509.16379999999998,3.6153,164.1371,2907.4112,7.5488999999999997,59.0749,15.5915,1.4387000000000001,982.76020000000005,2.8146]
[19.5,28.9558,28.5197,85.714299999999994,2.6057999999999999,6.7686000000000002,0,2.4857,521.63630000000001,443.6318,1924.4612,100.2186,61.769199999999998,6.1818999999999997,2.7993999999999999,0.3745,0.38650000000000001,0,116.6454,0,0,0,8.2883999999999993,508.08670000000001,3.6105,164.30289999999999,2907.0351999999998,7.56,56.238500000000002,15.624700000000001,1.4418,982.57399999999996,0]
[19.593800000000002,28.871700000000001,28.527200000000001,85.773899999999998,2.6,6.7043999999999997,0,2.4872000000000001,521.8184,443.34629999999999,1924.2132999999999,100.28279999999999,61.877200000000002,6.1532,2.8041999999999998,0.37509999999999999,0.38990000000000002,0,116.6992,0,0,0,8.2667999999999999,507.01859999999999,3.6052,164.4682,2906.6327000000001,7.5711000000000004,53.540599999999998,15.6577,1.4450000000000001,982.41930000000002,0]
[19.6875,28.787299999999998,28.532900000000001,85.834299999999999,2.5937999999999999,6.6424000000000003,0,2.4885999999999999,522.02430000000004,443.07749999999999,1923.9092000000001,100.3515,61.981499999999997,6.1227999999999998,2.8081,0.37569999999999998,0.3931,0,116.75369999999999,0,0,0,8.2455999999999996,505.95960000000002,3.5992000000000002,164.63319999999999,2906.2048,7.5823,50.982700000000001,15.6906,1.4480999999999999,982.29560000000004,0]
[19.781199999999998,28.7026,28.536899999999999,85.895499999999998,2.5872999999999999,6.5823999999999998,0,2.4899,522.25360000000001,442.82490000000001,1923.5508,100.4248,62.0822,6.0909000000000004,2.8113999999999999,0.37609999999999999,0.39629999999999999,0,116.8086,0,0,0,8.2246000000000006,504.90960000000001,3.5926999999999998,164.7979,2905.7529,7.5936000000000003,48.564799999999998,15.7234,1.4512,982.202,0]
[19.875,28.617699999999999,28.539300000000001,85.957300000000004,2.5804999999999998,6.5243000000000002,0,2.4912000000000001,522.50559999999996,442.58760000000001,1923.1402,100.5025,62.179299999999998,6.0575000000000001,2.8138999999999998,0.3765,0.39939999999999998,0,116.864,0,0,0,8.2040000000000006,503.86840000000001,3.5855999999999999,164.96209999999999,2905.2782000000002,7.6048999999999998,46.284999999999997,15.7561,1.4541999999999999,982.13800000000003,0]
[19.968800000000002,28.532399999999999,28.54,86.019800000000004,2.5735000000000001,6.4682000000000004,0,2.4923999999999999,522.77980000000002,442.36520000000002,1922.6793,100.5844,62.2729,6.0227000000000004,2.8157000000000001,0.37669999999999998,0.40239999999999998,0,116.9199,0,0,0,8.1838999999999995,502.83609999999999,3.5781000000000001,165.12610000000001,2904.7820999999999,7.6162999999999998,44.140599999999999,15.7887,1.4573,982.1028,0]
[20.0625,28.446999999999999,28.539000000000001,86.082800000000006,2.5661999999999998,6.4139999999999997,0,2.4935999999999998,523.07560000000001,442.15690000000001,1922.1701,100.6705,62.363100000000003,5.9866999999999999,2.8168000000000002,0.37690000000000001,0.40529999999999999,0,116.9761,0,0,0,8.1641999999999992,501.8125,3.5701000000000001,165.28970000000001,2904.2658999999999,7.6277999999999997,42.127499999999998,15.821099999999999,1.4603999999999999,982.09580000000005,0]
[20.156199999999998,28.3614,28.5364,86.1464,2.5586000000000002,6.3616000000000001,0,2.4946999999999999,523.39229999999998,441.96230000000003,1921.6148000000001,100.7606,62.449800000000003,5.9494999999999996,2.8172999999999999,0.37690000000000001,0.40810000000000002,0,117.03270000000001,0,0,0,8.1449999999999996,500.79759999999999,3.5615999999999999,165.453,2903.7310000000002,7.6393000000000004,40.241199999999999,15.853400000000001,1.4635,982.11620000000005,0]
[20.25,28.275600000000001,28.532299999999999,86.210300000000004,2.5508000000000002,6.3109999999999999,0,2.4958999999999998,523.72940000000006,441.78059999999999,1921.0152,100.8546,62.533299999999997,5.9114000000000004,2.8172000000000001,0.37690000000000001,0.41089999999999999,0,117.0895,0,0,0,8.1264000000000003,499.79129999999998,3.5528,165.61590000000001,2903.1786999999999,7.6509,38.476100000000002,15.8856,1.4664999999999999,982.1635,0]
[20.343800000000002,28.189699999999998,28.526599999999998,86.274600000000007,2.5427,6.2622,0,2.4969000000000001,524.08619999999996,441.6114,1920.3733999999999,100.95229999999999,62.613500000000002,5.8722000000000003,2.8165,0.37680000000000002,0.41360000000000002,0,117.1467,0,0,0,8.1083999999999996,498.79349999999999,3.5434999999999999,165.77850000000001,2902.6104,7.6624999999999996,36.826300000000003,15.9177,1.4695,982.23699999999997,0]
[20.4375,28.1037,28.519400000000001,86.339200000000005,2.5345,6.2150999999999996,0,2.4980000000000002,524.46199999999999,441.45420000000001,1919.6913,101.05370000000001,62.690399999999997,5.8323,2.8153000000000001,0.37669999999999998,0.41620000000000001,0,117.20399999999999,0,0,0,8.0908999999999995,497.80419999999998,3.5339,165.9408,2902.0273999999999,7.6741000000000001,35.285699999999999,15.9497,1.4725999999999999,982.33609999999999,0]
[20.531199999999998,28.017600000000002,28.5106,86.403999999999996,2.5259999999999998,6.1696999999999997,0,2.4990000000000001,524.85619999999994,441.30849999999998,1918.971,101.1585,62.764200000000002,5.7915999999999999,2.8136000000000001,0.37640000000000001,0.41880000000000001,0,117.2615,0,0,0,8.0740999999999996,496.82319999999999,3.524,166.1028,2901.4310999999998,7.6858000000000004,33.847900000000003,15.9815,1.4756,982.46010000000001,0]
[20.625,27.9315,28.500399999999999,86.468900000000005,2.5173999999999999,6.1258999999999997,0,2.5,525.2681,441.1739,1918.2145,101.2666,62.835000000000001,5.7503000000000002,2.8113999999999999,0.37609999999999999,0.42130000000000001,0,117.31910000000001,0,0,0,8.0578000000000003,495.85050000000001,3.5137,166.26439999999999,2900.8229999999999,7.6974999999999998,32.506500000000003,16.013200000000001,1.4785999999999999,982.60850000000005,0]
[20.718800000000002,27.845400000000001,28.488800000000001,86.533900000000003,2.5085999999999999,6.0837000000000003,0,2.5009999999999999,525.697,441.05,1917.4237000000001,101.378,62.902700000000003,5.7084000000000001,2.8088000000000002,0.37580000000000002,0.42380000000000001,0,117.3768,0,0,0,8.0421999999999993,494.88600000000002,3.5032000000000001,166.4256,2900.2042999999999,7.7092999999999998,31.255299999999998,16.044799999999999,1.4816,982.78060000000005,0]
[20.8125,27.7593,28.4757,86.598799999999997,2.4996,6.0430999999999999,0,2.5019999999999998,526.1422,440.93630000000002,1916.6006,101.4923,62.967399999999998,5.6661000000000001,2.8056999999999999,0.37530000000000002,0.42620000000000002,0,117.4346,0,0,0,8.0271000000000008,493.92950000000002,3.4923000000000002,166.5864,2899.5765000000001,7.7210999999999999,30.088000000000001,16.0763,1.4845999999999999,982.97590000000002,0]
[20.906199999999998,27.673300000000001,28.461300000000001,86.663700000000006,2.4904000000000002,6.0039999999999996,0,2.5028999999999999,526.60310000000004,440.83260000000001,1915.7470000000001,101.6096,63.029200000000003,5.6233000000000004,2.8022999999999998,0.37490000000000001,0.42859999999999998,0,117.4923,0,0,0,8.0127000000000006,492.98110000000003,3.4813000000000001,166.74680000000001,2898.9407000000001,7.7328999999999999,28.998799999999999,16.107700000000001,1.4875,983.19380000000001,0]
[21,27.587399999999999,28.445499999999999,86.728399999999993,2.4811000000000001,5.9664000000000001,0,2.5038999999999998,527.0788,440.73860000000002,1914.8647000000001,101.7296,63.088099999999997,5.5803000000000003,2.7985000000000002,0.37440000000000001,0.43090000000000001,0,117.5501,0,0,0,7.9988000000000001,492.04059999999998,3.47,166.9067,2898.2984000000001,7.7446999999999999,27.982099999999999,16.1389,1.4904999999999999,983.43370000000004,0]
[21.093800000000002,27.5017,28.4284,86.792900000000003,2.4716,5.9302000000000001,0,2.5047999999999999,527.56880000000001,440.65410000000003,1913.9556,101.8523,63.144199999999998,5.5369999999999999,2.7942999999999998,0.37380000000000002,0.43319999999999997,0,117.60769999999999,0,0,0,7.9855,491.10789999999997,3.4586000000000001,167.06620000000001,2897.6509000000001,7.7565,27.032599999999999,16.170100000000001,1.4935,983.6952,0]
[21.1875,27.416499999999999,28.4099,86.857100000000003,2.4620000000000002,5.8954000000000004,0,2.5057999999999998,528.07230000000004,440.57889999999998,1913.0216,101.9774,63.197499999999998,5.4935,2.7898999999999998,0.37319999999999998,0.4355,0,117.6652,0,0,0,7.9726999999999997,490.18290000000002,3.4468999999999999,167.2251,2896.9992999999999,7.7683,26.145700000000001,16.2011,1.4964,983.97770000000003,0]
[21.281199999999998,27.331600000000002,28.3902,86.920900000000003,2.4523000000000001,5.8620000000000001,0,2.5066999999999999,528.58839999999998,440.51280000000003,1912.0644,102.1048,63.248199999999997,5.45,2.7852000000000001,0.37259999999999999,0.43780000000000002,0,117.7226,0,0,0,7.9604999999999997,489.26549999999997,3.4350999999999998,167.38339999999999,2896.3451,7.7801,25.316400000000002,16.231999999999999,1.4994000000000001,984.28070000000002,0]
[21.375,27.247299999999999,28.369299999999999,86.984300000000005,2.4424999999999999,5.8299000000000003,0,2.5076999999999998,529.11649999999997,440.45569999999998,1911.0858000000001,102.2343,63.296199999999999,5.4063999999999997,2.7803,0.37190000000000001,0.44,0,117.77970000000001,0,0,0,7.9488000000000003,488.35559999999998,3.4230999999999998,167.541,2895.6895,7.7918000000000003,24.540600000000001,16.262799999999999,1.5023,984.6037,0]
[21.468800000000002,27.163399999999999,28.347100000000001,87.0471,2.4325999999999999,5.7991000000000001,0,2.5085999999999999,529.65589999999997,440.40750000000003,1910.0876000000001,102.36579999999999,63.341500000000003,5.3627000000000002,2.7751999999999999,0.37119999999999997,0.44219999999999998,0,117.83669999999999,0,0,0,7.9375,487.45310000000001,3.411,167.69800000000001,2895.0337,7.8034999999999997,23.8141,16.293500000000002,1.5052000000000001,984.9461,0]
[21.5625,27.080100000000002,28.323799999999999,87.109399999999994,2.4226000000000001,5.7694999999999999,0,2.5095999999999998,530.20569999999998,440.36810000000003,1909.0714,102.4992,63.384399999999999,5.3192000000000004,2.7698999999999998,0.3705,0.44429999999999997,0,117.8933,0,0,0,7.9268000000000001,486.55779999999999,3.3988,167.85409999999999,2894.3789000000002,7.8151999999999999,23.133199999999999,16.324100000000001,1.5081,985.3075,0]
[21.656199999999998,26.997299999999999,28.299399999999999,87.170900000000003,2.4125000000000001,5.7412000000000001,0,2.5105,530.76530000000002,440.3374,1908.0389,102.63420000000001,63.424700000000001,5.2758000000000003,2.7645,0.36969999999999997,0.44640000000000002,0,117.9496,0,0,0,7.9165000000000001,485.66969999999998,3.3864999999999998,168.0095,2893.7262000000001,7.8268000000000004,22.494399999999999,16.354500000000002,1.5109999999999999,985.68730000000005,0]
[21.75,26.915099999999999,28.273900000000001,87.231800000000007,2.4022999999999999,5.7140000000000004,0,2.5114999999999998,531.33389999999997,440.31549999999999,1906.9917,102.77070000000001,63.462600000000002,5.2324999999999999,2.7589000000000001,0.36899999999999999,0.4486,0,118.0056,0,0,0,7.9066999999999998,484.78859999999997,3.3740999999999999,168.16390000000001,2893.0767999999998,7.8383000000000003,21.894600000000001,16.384899999999998,1.5139,986.08510000000001,0]
[21.843800000000002,26.833600000000001,28.247199999999999,87.291899999999998,2.3921000000000001,5.6879,0,2.5124,531.91079999999999,440.30220000000003,1905.9313999999999,102.90860000000001,63.498100000000001,5.1894,2.7532000000000001,0.36820000000000003,0.4506,0,118.0612,0,0,0,7.8971999999999998,483.9144,3.3616000000000001,168.31739999999999,2892.4317999999998,7.8498000000000001,21.3309,16.415199999999999,1.5167999999999999,986.50040000000001,0]
[21.9375,26.752600000000001,28.2196,87.351100000000002,2.3818000000000001,5.6628999999999996,0,2.5133999999999999,532.49530000000004,440.29770000000002,1904.8594000000001,103.04770000000001,63.531199999999998,5.1466000000000003,2.7473999999999998,0.3674,0.45269999999999999,0,118.1163,0,0,0,7.8882000000000003,483.04700000000003,3.3491,168.46979999999999,2891.7921999999999,7.8612000000000002,20.8005,16.4453,1.5196000000000001,986.93269999999995,0]
[22.031199999999998,26.6723,28.190899999999999,87.409400000000005,2.3714,5.6390000000000002,0,2.5143,533.08669999999995,440.30189999999999,1903.7772,103.1879,63.561999999999998,5.1040000000000001,2.7416,0.36659999999999998,0.45469999999999999,0,118.17100000000001,0,0,0,7.8795999999999999,482.18639999999999,3.3365,168.62100000000001,2891.1588000000002,7.8726000000000003,20.300999999999998,16.4754,1.5225,987.38160000000005,0]
[22.125,26.592600000000001,28.161300000000001,87.466800000000006,2.3610000000000002,5.6161000000000003,0,2.5152999999999999,533.68430000000001,440.31490000000002,1902.6862000000001,103.3289,63.590400000000002,5.0617999999999999,2.7357,0.36580000000000001,0.45669999999999999,0,118.2252,0,0,0,7.8712999999999997,481.33229999999998,3.3239000000000001,168.77099999999999,2890.5328,7.8838999999999997,19.830100000000002,16.505299999999998,1.5254000000000001,987.84659999999997,0]
[22.218800000000002,26.513500000000001,28.130700000000001,87.523099999999999,2.3504999999999998,5.5941999999999998,0,2.5163000000000002,534.28729999999996,440.33679999999998,1901.5877,103.4708,63.616599999999998,5.0198999999999998,2.7298,0.36499999999999999,0.4587,0,118.27889999999999,0,0,0,7.8634000000000004,480.48469999999998,3.3111999999999999,168.9196,2889.915,7.8952,19.3858,16.5352,1.5282,988.32730000000004,0]
[22.3125,26.435099999999998,28.0992,87.578299999999999,2.34,5.5732999999999997,0,2.5173000000000001,534.89520000000005,440.36759999999998,1900.4829999999999,103.61320000000001,63.640500000000003,4.9782999999999999,2.7239,0.36420000000000002,0.4607,0,118.33199999999999,0,0,0,7.8558000000000003,479.64350000000002,3.2985000000000002,169.0668,2889.3062,7.9063999999999997,18.966000000000001,16.565000000000001,1.5309999999999999,988.82320000000004,0]
[22.406199999999998,26.357299999999999,28.066800000000001,87.632400000000004,2.3294999999999999,5.5533000000000001,0,2.5182000000000002,535.50720000000001,440.40730000000002,1899.3733999999999,103.7561,63.662199999999999,4.9371999999999998,2.718,0.3634,0.46260000000000001,0,118.3845,0,0,0,7.8484999999999996,478.80849999999998,3.2858000000000001,169.2124,2888.7071999999998,7.9175000000000004,18.569299999999998,16.5946,1.5339,989.3338,0]
[22.5,26.280200000000001,28.0335,87.685299999999998,2.3189000000000002,5.5342000000000002,0,2.5192000000000001,536.12270000000001,440.45600000000002,1898.2601999999999,103.8993,63.681600000000003,4.8963999999999999,2.7122000000000002,0.36259999999999998,0.46450000000000002,0,118.4363,0,0,0,7.8415999999999997,477.97969999999998,3.2730999999999999,169.3563,2888.1188000000002,7.9286000000000003,18.1938,16.624199999999998,1.5367,989.85860000000002,0]
[22.593800000000002,26.203700000000001,27.999500000000001,87.736999999999995,2.3083,5.5159000000000002,0,2.5202,536.74120000000005,440.51369999999997,1897.1445000000001,104.0427,63.698799999999999,4.8560999999999996,2.7063999999999999,0.36180000000000001,0.46639999999999998,0,118.4875,0,0,0,7.8349000000000002,477.15699999999998,3.2604000000000002,169.49850000000001,2887.5418,7.9394999999999998,17.838200000000001,16.653700000000001,1.5395000000000001,990.39729999999997,0]
[22.6875,26.128,27.964600000000001,87.787400000000005,2.2978000000000001,5.4984999999999999,0,2.5211999999999999,537.36189999999999,440.5806,1896.0273999999999,104.1862,63.713799999999999,4.8163,2.7006000000000001,0.36099999999999999,0.46829999999999999,0,118.538,0,0,0,7.8285,476.34019999999998,3.2475999999999998,169.6387,2886.9767000000002,7.9504999999999999,17.501200000000001,16.6831,1.5423,990.94929999999999,0]
[22.781199999999998,26.053000000000001,27.928999999999998,87.836500000000001,2.2871999999999999,5.4819000000000004,0,2.5221,537.98419999999999,440.65660000000003,1894.91,104.3295,63.726700000000001,4.7769000000000004,2.6949000000000001,0.36020000000000002,0.47010000000000002,0,118.5877,0,0,0,7.8224,475.52929999999998,3.2349000000000001,169.77699999999999,2886.4243000000001,7.9612999999999996,17.1815,16.712399999999999,1.5450999999999999,991.51419999999996,0]
[22.875,25.9787,27.892600000000002,87.884200000000007,2.2766000000000002,5.4661,0,2.5230999999999999,538.60760000000005,440.74189999999999,1893.7934,104.4726,63.737299999999998,4.7380000000000004,2.6892999999999998,0.35949999999999999,0.47189999999999999,0,118.6367,0,0,0,7.8164999999999996,474.7242,3.2222,169.91309999999999,2885.8850000000002,7.9720000000000004,16.878,16.741599999999998,1.5479000000000001,992.0915,0]
[22.968800000000002,25.905200000000001,27.855499999999999,87.930499999999995,2.266,5.4511000000000003,0,2.5240999999999998,539.23149999999998,440.83640000000003,1892.6786,104.61539999999999,63.745699999999999,4.6996000000000002,2.6838000000000002,0.35870000000000002,0.47360000000000002,0,118.6849,0,0,0,7.8109000000000002,473.92469999999997,3.2094999999999998,170.04689999999999,2885.3593999999998,7.9827000000000004,16.589700000000001,16.770700000000001,1.5507,992.68079999999998,0]
[23.0625,25.832599999999999,27.817699999999999,87.975499999999997,2.2553999999999998,5.4367999999999999,0,2.5251000000000001,539.85530000000006,440.9402,1891.5664999999999,104.7577,63.752000000000002,4.6616999999999997,2.6783999999999999,0.35799999999999998,0.4753,0,118.7323,0,0,0,7.8055000000000003,473.13080000000002,3.1968999999999999,170.17840000000001,2884.8479000000002,7.9932999999999996,16.3157,16.799700000000001,1.5533999999999999,993.28150000000005,0]
[23.156199999999998,25.761099999999999,27.779299999999999,88.018900000000002,2.2448000000000001,5.4231999999999996,0,2.5259999999999998,540.47850000000005,441.05340000000001,1890.4580000000001,104.8993,63.756,4.6242999999999999,2.6730999999999998,0.35720000000000002,0.47699999999999998,0,118.7788,0,0,0,7.8003,472.34230000000002,3.1842000000000001,170.3074,2884.3510999999999,8.0037000000000003,16.055399999999999,16.828700000000001,1.5562,993.8931,0]
[23.25,25.690899999999999,27.740200000000002,88.060900000000004,2.2343000000000002,5.4101999999999997,0,2.5270000000000001,541.10040000000004,441.17579999999998,1889.3543,105.0403,63.757899999999999,4.5873999999999997,2.6678999999999999,0.35649999999999998,0.47860000000000003,0,118.8244,0,0,0,7.7953000000000001,471.5591,3.1716000000000002,170.43369999999999,2883.8694,8.0138999999999996,15.808,16.857600000000001,1.5589,994.51509999999996,0]
[23.343800000000002,25.622,27.700600000000001,88.101399999999998,2.2237,5.3979999999999997,0,2.5278999999999998,541.72050000000002,441.30770000000001,1888.2562,105.1803,63.757599999999996,4.5510000000000002,2.6627999999999998,0.35580000000000001,0.48020000000000002,0,118.8691,0,0,0,7.7904999999999998,470.78109999999998,3.1591,170.5574,2883.4032000000002,8.0239999999999991,15.572800000000001,16.886299999999999,1.5617000000000001,995.14700000000005,0]
[23.4375,25.554300000000001,27.660399999999999,88.1404,2.2132000000000001,5.3864000000000001,0,2.5287999999999999,542.3383,441.44920000000002,1887.1642999999999,105.3194,63.755099999999999,4.5152000000000001,2.6579000000000002,0.35520000000000002,0.48180000000000001,0,118.91289999999999,0,0,0,7.7859999999999996,470.00830000000002,3.1465000000000001,170.6782,2882.9526999999998,8.0340000000000007,15.349,16.915099999999999,1.5644,995.78840000000002,0]
[23.531199999999998,25.4879,27.619700000000002,88.177899999999994,2.2027999999999999,5.3754,0,2.5297000000000001,542.95320000000004,441.6001,1886.0797,105.4573,63.750500000000002,4.4798999999999998,2.6530999999999998,0.35449999999999998,0.48330000000000001,0,118.9558,0,0,0,7.7815000000000003,469.24040000000002,3.1341000000000001,170.79599999999999,2882.5185000000001,8.0436999999999994,15.135999999999999,16.9437,1.5671999999999999,996.43880000000001,0]
[23.625,25.422699999999999,27.578600000000002,88.213700000000003,2.1922999999999999,5.3648999999999996,0,2.5306000000000002,543.56470000000002,441.76049999999998,1885.0029999999999,105.59399999999999,63.743699999999997,4.4451999999999998,2.6482999999999999,0.35389999999999999,0.48470000000000002,0,118.99760000000001,0,0,0,7.7773000000000003,468.47730000000001,3.1215999999999999,170.91069999999999,2882.1006000000002,8.0533000000000001,14.933299999999999,16.972300000000001,1.5699000000000001,997.09760000000006,0]
[23.718800000000002,25.358899999999998,27.536899999999999,88.248000000000005,2.1819999999999999,5.3551000000000002,0,2.5314999999999999,544.17229999999995,441.93049999999999,1883.9349,105.72929999999999,63.7348,4.4109999999999996,2.6438000000000001,0.35320000000000001,0.48609999999999998,0,119.0384,0,0,0,7.7732000000000001,467.71899999999999,3.1092,171.0222,2881.6993000000002,8.0627999999999993,14.7401,17.000800000000002,1.5726,997.76440000000002,0]
[23.8125,25.296299999999999,27.494900000000001,88.280799999999999,2.1716000000000002,5.3457999999999997,0,2.5324,544.77549999999997,442.11,1882.8762999999999,105.86320000000001,63.723599999999998,4.3773,2.6393,0.35260000000000002,0.48749999999999999,0,119.0782,0,0,0,7.7693000000000003,466.96539999999999,3.0968,171.13030000000001,2881.3148000000001,8.0719999999999992,14.556100000000001,17.029199999999999,1.5752999999999999,998.43859999999995,0]
[23.906199999999998,25.2349,27.452500000000001,88.311899999999994,2.1613000000000002,5.3369999999999997,0,2.5331999999999999,545.37390000000005,442.2989,1881.8276000000001,105.99550000000001,63.710299999999997,4.3441999999999998,2.6349999999999998,0.35199999999999998,0.48880000000000001,0,119.117,0,0,0,7.7656000000000001,466.21629999999999,3.0844999999999998,171.23509999999999,2880.9472999999998,8.0810999999999993,14.380699999999999,17.057600000000001,1.5780000000000001,999.11969999999997,0]
[24,25.174900000000001,27.409800000000001,88.341399999999993,2.1511,5.3288000000000002,0,2.5339999999999998,545.96709999999996,442.49720000000002,1880.7896000000001,106.12609999999999,63.694699999999997,4.3116000000000003,2.6307999999999998,0.35149999999999998,0.49,0,119.1546,0,0,0,7.7619999999999996,465.47160000000002,3.0722999999999998,171.33619999999999,2880.5967000000001,8.09,14.2136,17.085899999999999,1.5807,999.80719999999997,0]

{"sheet":"Hydraulics Plot Data","index":97,"n_rows":59,"n_cols":19,"rows_kept":59,"cut":false,"hidden":false,"merged":[]}
["QUAL2K"]
["Stream Water Quality Model"]
["Lick Creek (8/18/2019)"]
["Hydraulics Summary"]
[]
[]
["Reach","Downstream","Downstream","Hydraulics",null,null,null,null,null,null,null,"Reaeration","Reaeration formulas","Water","Distance","Q-data","H-data","U-data","Travel time"]
["Label","Label","Distance","Q, m3/s","E', m3/s","H, m","B, m","Ac, m^2","U, mps","trav time,  d","Slope","ka,20, /d","water/wind","Drop (m)","x(km)","m3/s","m","m/s","data (d)"]
["Mainstem headwater       ",null,17.49691,0.38296999999999998,0,0.31017,7.1836200000000003,1.5867800000000001,0.24135000000000001,0,1.1000000000000001E-3,"            "]
["Mainstream Headwater     ",null,17.399529999999999,0.38296999999999998,0.19148999999999999,0.25629000000000002,6.4651399999999999,1.2190399999999999,0.31415999999999999,3.5899999999999999E-3,2.3E-3,30.399039999999999,"Owens/No wind",0]
["Mainstream Headwater     ",null,17.302150000000001,0.38296999999999998,0.19148999999999999,0.25629000000000002,6.4651399999999999,1.2190399999999999,0.31415999999999999,7.1799999999999998E-3,2.3E-3,30.399039999999999,"Owens/No wind",0]
["Mainstream Headwater     ",null,17.20476,0.38296999999999998,0.19148999999999999,0.25629000000000002,6.4651399999999999,1.2190399999999999,0.31415999999999999,1.076E-2,2.3E-3,30.399039999999999,"Owens/No wind",0]
["Mainstream Headwater     ",null,17.107379999999999,0.73346999999999996,0.36674000000000001,0.35768,7.8170299999999999,1.94309,0.37747999999999998,1.375E-2,2.3E-3,18.55537,"Owens/No wind",0]
["Mainstream Headwater     ",null,17.010000000000002,0.73346999999999996,0.36446000000000001,0.35768,7.8170299999999999,1.94309,0.37747999999999998,1.6729999999999998E-2,2.3E-3,18.55537,"Owens/No wind",0]
["                         ",null,16.9114,0.73346999999999996,0.36674000000000001,0.46571000000000001,6.6045100000000003,2.1056900000000001,0.34832999999999997,2.001E-2,3.2000000000000002E-3,10.79016,"Owens/No wind",0]
["                         ",null,16.812799999999999,0.73346999999999996,0.36674000000000001,0.46571000000000001,6.6045100000000003,2.1056900000000001,0.34832999999999997,2.3290000000000002E-2,3.2000000000000002E-3,10.79016,"Owens/No wind",0]
["                         ",null,16.714200000000002,0.73346999999999996,0.36674000000000001,0.46571000000000001,6.6045100000000003,2.1056900000000001,0.34832999999999997,2.656E-2,3.2000000000000002E-3,10.79016,"Owens/No wind",0]
["                         ",null,16.615600000000001,0.73346999999999996,0.36674000000000001,0.46571000000000001,6.6045100000000003,2.1056900000000001,0.34832999999999997,2.9839999999999998E-2,3.2000000000000002E-3,10.79016,"Owens/No wind",0]
["                         ",null,16.516999999999999,0.73346999999999996,0.36674000000000001,0.46571000000000001,6.6045100000000003,2.1056900000000001,0.34832999999999997,3.3119999999999997E-2,3.2000000000000002E-3,10.79016,"Owens/No wind",0]
["                         ",null,16.418399999999998,0.73346999999999996,0.36674000000000001,0.46571000000000001,6.6045100000000003,2.1056900000000001,0.34832999999999997,3.6389999999999999E-2,3.2000000000000002E-3,10.79016,"Owens/No wind",0]
["                         ",null,16.31981,0.73346999999999996,0.38367000000000001,0.46571000000000001,6.6045100000000003,2.1056900000000001,0.34832999999999997,3.9669999999999997E-2,3.2000000000000002E-3,10.79016,"Owens/No wind",0]
["                         ",null,16.22991,0.73346999999999996,0.36674000000000001,0.43230000000000002,8.8679299999999994,2.7732700000000001,0.26447999999999999,4.36E-2,1.1999999999999999E-3,10.297029999999999,"Owens/No wind",0]
["                         ",null,16.14002,0.73346999999999996,0.36674000000000001,0.43230000000000002,8.8679299999999994,2.7732700000000001,0.26447999999999999,4.7539999999999999E-2,1.1999999999999999E-3,10.297029999999999,"Owens/No wind",0]
["                         ",null,16.05012,0.73346999999999996,0.31768000000000002,0.43230000000000002,8.8679299999999994,2.7732700000000001,0.26447999999999999,5.1470000000000002E-2,1.1999999999999999E-3,10.297029999999999,"Owens/No wind",0]
["                         ",null,15.93247,0.73346999999999996,0.36674000000000001,0.48610999999999999,5.4785300000000001,2.07239,0.35393000000000002,5.5320000000000001E-2,1.1999999999999999E-3,10.074680000000001,"Owens/No wind",0]
["                         ",null,15.81481,0.73346999999999996,0.39911000000000002,0.48610999999999999,5.4785300000000001,2.07239,0.35393000000000002,5.917E-2,1.1999999999999999E-3,10.074680000000001,"Owens/No wind",0]
["                         ",null,15.716240000000001,0.73346999999999996,0.36674000000000001,0.49018,5.5282999999999998,1.8031600000000001,0.40677000000000002,6.1969999999999997E-2,2.3E-3,10.88959,"Owens/No wind",0]
["                         ",null,15.61767,0.73346999999999996,0.36674000000000001,0.49018,5.5282999999999998,1.8031600000000001,0.40677000000000002,6.4769999999999994E-2,2.3E-3,10.88959,"Owens/No wind",0]
["                         ",null,15.5191,0.73346999999999996,0.36674000000000001,0.49018,5.5282999999999998,1.8031600000000001,0.40677000000000002,6.7580000000000001E-2,2.3E-3,10.88959,"Owens/No wind",0]
["                         ",null,15.420529999999999,0.73346999999999996,0.36674000000000001,0.49018,5.5282999999999998,1.8031600000000001,0.40677000000000002,7.0379999999999998E-2,2.3E-3,10.88959,"Owens/No wind",0]
["                         ",null,15.321960000000001,0.73346999999999996,0.36674000000000001,0.49018,5.5282999999999998,1.8031600000000001,0.40677000000000002,7.3190000000000005E-2,2.3E-3,10.88959,"Owens/No wind",0]
["                         ",null,15.22339,0.73346999999999996,0.36674000000000001,0.49018,5.5282999999999998,1.8031600000000001,0.40677000000000002,7.5990000000000002E-2,2.3E-3,10.88959,"Owens/No wind",0]
["                         ",null,15.12482,0.73346999999999996,6.8650000000000003E-2,0.49018,5.5282999999999998,1.8031600000000001,0.40677000000000002,7.8799999999999995E-2,2.3E-3,10.88959,"Owens/No wind",0]
["                         ",null,14.170260000000001,0.73346999999999996,0.36215999999999998,0.50897999999999999,7.6195899999999996,2.4045200000000002,0.30503999999999998,0.11502,1.1000000000000001E-3,8.3759399999999999,"Owens/No wind",0]
["                         ",null,13.191599999999999,0.73346999999999996,0.29260000000000003,0.55335000000000001,5.5230699999999997,1.8654299999999999,0.39318999999999998,0.14383000000000001,1.6999999999999999E-3,8.5062700000000007,"Owens/No wind",0]
["                         ",null,11.71697,0.80242999999999998,0.56249000000000005,0.55430000000000001,7.1473699999999996,2.5722200000000002,0.31196000000000002,0.19853999999999999,1.4E-3,7.2615800000000004,"Owens/No wind",0]
["Tatum Creek Confluence - ",null,11.08793,0.80242999999999998,0.29721999999999998,0.50741999999999998,9.5376300000000001,2.7291400000000001,0.29402,0.2233,1.6999999999999999E-3,8.2184799999999996,"Owens/No wind",0]
["                         ",null,10.01868,0.80242999999999998,0.55998999999999999,0.46988000000000002,7.1334400000000002,2.4636300000000002,0.32571,0.26129000000000002,1.4E-3,10.146940000000001,"Owens/No wind",0]
["                         ",null,9.5557400000000001,0.86029999999999995,0.32557000000000003,0.60348999999999997,7.6498100000000004,2.5842200000000002,0.33290999999999998,0.27739000000000003,1.1999999999999999E-3,6.4807100000000002,"Owens/No wind",0]
["Dog Creek Confluence - RM",null,8.7953799999999998,0.86029999999999995,0.32811000000000001,0.61012,7.0098099999999999,3.0682200000000002,0.28038999999999997,0.30876999999999999,1.1999999999999999E-3,4.3666999999999998,"O'Conn/No wind",0]
["                         ",null,7.5621099999999997,0.87317,0.66927999999999999,0.64365000000000006,9.4607299999999999,3.3389500000000001,0.26151000000000002,0.36336000000000002,1.1999999999999999E-3,3.89195,"O'Conn/No wind",0]
["Fort Cooper Creek Conflue",null,7.1863999999999999,0.97787999999999997,0.2838,0.60816999999999999,3.0444300000000002,1.3892,0.70391000000000004,0.36953000000000003,4.1999999999999997E-3,10.55111,"Owens/No wind",0]
["                         ",null,6.2675599999999996,0.97787999999999997,0.49896000000000001,0.62627999999999995,8.6135400000000004,3.2699400000000001,0.29904999999999998,0.40510000000000002,1.1999999999999999E-3,4.3361900000000002,"O'Conn/No wind",0]
["Hassell Creek Confluence ",null,5.3856099999999998,0.97787999999999997,0.63102999999999998,0.51985000000000003,11.07006,4.0657300000000003,0.24052000000000001,0.44753999999999999,8.0000000000000004E-4,6.8693099999999996,"Owens/No wind",0]
["                         ",null,4.9008399999999996,0.97787999999999997,0.36001,0.47765999999999997,13.51557,4.1742499999999998,0.23426,0.47149000000000002,8.0000000000000004E-4,7.8930999999999996,"Owens/No wind",0]
["                         ",null,4.0688599999999999,0.97787999999999997,0.69057999999999997,0.61338000000000004,5.7544000000000004,2.3256800000000002,0.42047000000000001,0.49439,1.6000000000000001E-3,5.3048200000000003,"O'Conn/No wind",0]
["                         ",null,3.7227299999999999,0.97787999999999997,0.48893999999999999,0.63702999999999999,8.0640000000000001,3.5393500000000002,0.27628999999999998,0.50888999999999995,1E-3,4.0628599999999997,"O'Conn/No wind",0]
["                         ",null,3.3766099999999999,0.97787999999999997,0.48893999999999999,0.63702999999999999,8.0640000000000001,3.5393500000000002,0.27628999999999998,0.52339000000000002,1E-3,4.0628599999999997,"O'Conn/No wind",0]
["                         ",null,3.0304799999999998,0.97787999999999997,0.48893999999999999,0.63702999999999999,8.0640000000000001,3.5393500000000002,0.27628999999999998,0.53788999999999998,1E-3,4.0628599999999997,"O'Conn/No wind",0]
["                         ",null,2.6843499999999998,0.97787999999999997,0.48893999999999999,0.63702999999999999,8.0640000000000001,3.5393500000000002,0.27628999999999998,0.55239000000000005,1E-3,4.0628599999999997,"O'Conn/No wind",0]
["                         ",null,2.3382299999999998,0.97787999999999997,0.48893999999999999,0.63702999999999999,8.0640000000000001,3.5393500000000002,0.27628999999999998,0.56689000000000001,1E-3,4.0628599999999997,"O'Conn/No wind",0]
["                         ",null,1.9921,0.97787999999999997,0.48893999999999999,0.63702999999999999,8.0640000000000001,3.5393500000000002,0.27628999999999998,0.58138999999999996,1E-3,4.0628599999999997,"O'Conn/No wind",0]
["                         ",null,1.6459699999999999,0.97787999999999997,0.70040999999999998,0.63702999999999999,8.0640000000000001,3.5393500000000002,0.27628999999999998,0.59589000000000003,1E-3,4.0628599999999997,"O'Conn/No wind",0]
["Downstream sampling Locat",null,1.5088600000000001,0.97787999999999997,0.48893999999999999,0.49478,8.0968,2.75712,0.35466999999999999,0.60036,2.3E-3,9.7640700000000002,"Owens/No wind",0]
["Downstream sampling Locat",null,1.37174,0.97787999999999997,0.48893999999999999,0.49478,8.0968,2.75712,0.35466999999999999,0.60484000000000004,2.3E-3,9.7640700000000002,"Owens/No wind",0]
["Downstream sampling Locat",null,1.2346200000000001,0.97787999999999997,0.48893999999999999,0.49478,8.0968,2.75712,0.35466999999999999,0.60931000000000002,2.3E-3,9.7640700000000002,"Owens/No wind",0]
["Downstream sampling Locat",null,1.0974999999999999,0.97787999999999997,0.48893999999999999,0.49478,8.0968,2.75712,0.35466999999999999,0.61378999999999995,2.3E-3,9.7640700000000002,"Owens/No wind",0]
["Downstream sampling Locat",null,0.96038000000000001,0.97787999999999997,0.12217,0.49478,8.0968,2.75712,0.35466999999999999,0.61826000000000003,2.3E-3,9.7640700000000002,"Owens/No wind",0]
["                         ",null,0,0.97787999999999997,0.48893999999999999,0.53129999999999999,8.2351299999999998,2.5924999999999998,0.37719000000000003,0.64773000000000003,1.6999999999999999E-3,8.9193999999999996,"Owens/No wind",0]

{"sheet":"Temperature Plot Data","index":98,"n_rows":60,"n_cols":9,"rows_kept":60,"cut":false,"hidden":false,"merged":[]}
["QUAL2K"]
["Stream Water Quality Model"]
["Lick Creek (8/18/2019)"]
["Temperature Plot Data"]
[null,1]
[]
["Reach","Distance","Temp(C)","Temp(C)","Temp(C)","Distance","Mean","Minimum","Maximum"]
["Label","x(km)","Average","Minimum","Maximum","x(km)","Temp-data","Temp-data","Temp-data"]
["Mainstem headwater       ",17.4969,27,27,27]
["Mainstream Headwater     ",17.4482,26.986899999999999,26.883600000000001,27.194800000000001]
["Mainstream Headwater     ",17.3508,26.9739,26.7685,27.386199999999999]
["Mainstream Headwater     ",17.253499999999999,26.960999999999999,26.655000000000001,27.574100000000001]
["Mainstream Headwater     ",17.156099999999999,26.0215,25.797499999999999,26.47]
["Mainstream Headwater     ",17.058700000000002,26.018999999999998,25.731400000000001,26.5944]
["                         ",16.960699999999999,26.002199999999998,25.6753,26.6524]
["                         ",16.862100000000002,25.985499999999998,25.619700000000002,26.709700000000002]
["                         ",16.763500000000001,25.968800000000002,25.564399999999999,26.765999999999998]
["                         ",16.664899999999999,25.952200000000001,25.509699999999999,26.821100000000001]
["                         ",16.566299999999998,25.935700000000001,25.455500000000001,26.8748]
["                         ",16.467700000000001,25.9193,25.401599999999998,26.927]
["                         ",16.3691,25.902899999999999,25.348199999999999,26.977699999999999]
["                         ",16.274899999999999,25.882999999999999,25.2837,27.037400000000002]
["                         ",16.184999999999999,25.863299999999999,25.219799999999999,27.096399999999999]
["                         ",16.095099999999999,25.843599999999999,25.156500000000001,27.154800000000002]
["                         ",15.991300000000001,25.818999999999999,25.105499999999999,27.1736]
["                         ",15.8736,25.794599999999999,25.0548,27.1922]
["                         ",15.765499999999999,25.793700000000001,25.014099999999999,27.2697]
["                         ",15.667,25.792899999999999,24.973500000000001,27.346900000000002]
["                         ",15.5684,25.792100000000001,24.9328,27.422899999999998]
["                         ",15.469799999999999,25.7913,24.892099999999999,27.4984]
["                         ",15.3712,25.790400000000002,24.851700000000001,27.572900000000001]
["                         ",15.2727,25.7896,24.811599999999999,27.646799999999999]
["                         ",15.174099999999999,25.788799999999998,24.771699999999999,27.7196]
["                         ",14.647500000000001,25.8398,24.289400000000001,28.6875]
["                         ",13.680899999999999,25.828299999999999,23.957899999999999,29.165199999999999]
["                         ",12.4543,26.023199999999999,23.480499999999999,30.052600000000002]
["Tatum Creek Confluence - ",11.4025,26.073799999999999,23.209700000000002,30.501300000000001]
["                         ",10.5533,26.043800000000001,22.916799999999999,30.674700000000001]
["                         ",9.7872000000000003,26.093900000000001,22.887799999999999,30.683]
["Dog Creek Confluence - RM",9.1755999999999993,26.0731,22.736699999999999,30.681899999999999]
["                         ",8.1786999999999992,26.0442,22.505199999999999,30.5533]
["Fort Cooper Creek Conflue",7.3742999999999999,26.146100000000001,22.691099999999999,30.488499999999998]
["                         ",6.7270000000000003,26.143000000000001,22.549099999999999,30.4192]
["Hassell Creek Confluence ",5.8266,26.1081,22.430299999999999,30.239599999999999]
["                         ",5.1432000000000002,26.107199999999999,22.364000000000001,30.168700000000001]
["                         ",4.4847999999999999,26.090699999999998,22.337499999999999,30.074400000000001]
["                         ",3.8957999999999999,26.081299999999999,22.3325,30.011299999999999]
["                         ",3.5497000000000001,26.071999999999999,22.3368,29.941400000000002]
["                         ",3.2035,26.062999999999999,22.3491,29.865600000000001]
["                         ",2.8574000000000002,26.054099999999998,22.3687,29.784600000000001]
["                         ",2.5112999999999999,26.045500000000001,22.394200000000001,29.698899999999998]
["                         ",2.1652,26.036999999999999,22.426300000000001,29.609400000000001]
["                         ",1.819,26.028700000000001,22.462399999999999,29.516999999999999]
["Downstream sampling Locat",1.5773999999999999,26.025500000000001,22.475999999999999,29.481100000000001]
["Downstream sampling Locat",1.4402999999999999,26.022200000000002,22.489000000000001,29.445900000000002]
["Downstream sampling Locat",1.3031999999999999,26.018999999999998,22.501300000000001,29.4115]
["Downstream sampling Locat",1.1660999999999999,26.015899999999998,22.513000000000002,29.378]
["Downstream sampling Locat",1.0288999999999999,26.012699999999999,22.523900000000001,29.345800000000001]
["                         ",0.48020000000000002,25.991599999999998,22.578199999999999,29.176500000000001]
["Terminus                 ",0,25.991599999999998,22.578199999999999,29.176500000000001]

{"sheet":"WQ Plot Data","index":99,"n_rows":60,"n_cols":66,"rows_kept":60,"cut":false,"hidden":false,"merged":[]}
["QUAL2K"]
["Stream Water Quality Model"]
["Lick Creek (8/18/2019)"]
["Constituent Summary"]
[]
[]
[null,null,null,null,null,null,null,null,null,null,null,null,null,null,null,null,null,null,"Constituent","Constituent","Constituent",null,"Bot Algae","QNb","QPb",null,null,null,null,"TSS",null,null,null,null,"Distance","Cond (umhos)","ISS (mgD/L)","DO (mgO2/L)","CBODs (mgO2/L)","CBODf (mgO2/L)","Norg (ugN/L)","NH4 (ugN/L)","NO3 (ugN/L)","Porg (ugN/L)","Inorg P (ugP/L)","Phyto (ugA/L)","Detr (mgD/L)","Pathogens (cfu/100 mL)","Alk (mgCaCO3/L)","Constituent","Constituent","Constituent","pH","Bot Alg (mgA/m^3)","TN (ugN/L)","TP (ugP/L)","TSS (mgD/L)","NH3 (ugN/L)",null,null,"Sediment","Sediment","Sediment","CBODu","TOC","TKN"]
["Reach Label","x(km)","cond (umhos)","ISS (mgD/L)","DO(mgO2/L)","CBODs (mgO2/L)","CBODf (mgO2/L)","No(ugN/L)","NH4(ugN/L)","NO3(ugN/L)","Po (ugP/L)","Inorg P (ugP/L)","Phyto (ugA/L)","QNp(ugN/mgA)","QPp (ugP/mgA)","Detritus (mgD/L)","Pathogen","Alk","i","ii","iii","pH","mgA/m2","(ugN/mgA)","(ugP/mgA)","TOC","TN","TP","TKN","(mgD/L)","CBODu","NH3","DO sat","pHsat","km","data","data","data","data","data","data","data","data","data","data","data","data","data","data","i","ii","iii","data","data","data","data","data","data","%sat-data","SOD-data","JNH4-data","JCH4-data","JInorg P-data","mgO2/L","mgC/L","ugN/L"]
["Mainstem headwa",17.496908999999999,220.88736599999999,0.124878,6,0,6.2439000000000001E-2,0,4.162598,9.1577149999999996,0,2.2478030000000002,0.98237300000000005,0,0,8.3252000000000007E-2,0,116,0,0,0,7.699166,0,0,0,9.5807000000000003E-2,13.320311999999999,2.2478030000000002,4.162598,0.306367,0.25772099999999998,0.15020500000000001,7.8107129999999998,8.5743899999999993]
["Mainstream Head",17.448218000000001,220.88750099999999,0.123963,6.6774820000000004,0,6.2446000000000002E-2,0,4.3722149999999997,8.7292159999999992,0,2.189953,0.98083600000000004,0.17236099999999999,2.5829000000000001E-2,8.3280000000000007E-2,0,116.002325,0,0,0,7.8525850000000004,332.629255,2.6659480000000002,0.307367,9.5759999999999998E-2,13.273790999999999,2.2157819999999999,4.5445760000000002,0.30532700000000002,0.25759300000000002,0.22390499999999999,7.813072,8.574325]
["Mainstream Head",17.350836999999999,220.887486,0.12292,6.7889759999999999,0,6.2385999999999997E-2,0,4.6062519999999996,8.2523289999999996,0,2.1305109999999998,0.97821199999999997,0.33694499999999999,5.0699000000000001E-2,8.3216999999999999E-2,0,116.004897,0,0,0,7.8892810000000004,335.15306099999998,2.741209,0.309973,9.5606999999999998E-2,13.195525999999999,2.1812100000000001,4.9431969999999996,0.30395800000000001,0.25718200000000002,0.25846599999999997,7.8151770000000003,8.5742619999999992]
["Mainstream Head",17.253454999999999,220.887519,0.12193,6.8883049999999999,0,6.2347E-2,0,4.8726099999999999,7.736561,0,2.0733069999999998,0.97591300000000003,0.49426300000000001,7.4679999999999996E-2,8.3181000000000005E-2,0,116.0077,0,0,0,7.9248909999999997,336.96294599999999,2.7924349999999998,0.311193,9.5487000000000002E-2,13.103433000000001,2.1479870000000001,5.3668719999999999,0.302703,0.256859,0.296402,7.8173139999999997,8.5742010000000004]
["Mainstream Head",17.156072999999999,115.333045,2.4400780000000002,6.5176489999999996,0,3.3714379999999999,953.08787500000005,718.38099099999999,2156.768266,190.61757499999999,48.882018000000002,0.50854299999999997,0.355854,5.1214000000000003E-2,4.3400000000000001E-2,0,132.236514,0,0,0,7.3915129999999998,458.97242599999998,17.664601999999999,1.53213,1.2910239999999999,3828.592987,239.55080699999999,1671.824721,2.534332,3.4728560000000002,10.6563,7.9511479999999999,8.6404929999999993]
["Mainstream Head",17.058691,115.333056,2.42726,6.5681929999999999,0,3.36531,950.45283900000004,717.42499199999997,2159.1039559999999,190.09056799999999,48.895243999999998,0.50784499999999999,0.44184499999999999,6.2115999999999998E-2,4.3385E-2,0,132.221609,0,0,0,7.4140100000000002,460.761707,17.665203999999999,1.532222,1.288713,3827.423632,239.04792800000001,1668.3196760000001,2.5214289999999999,3.466637,11.215854,7.9517939999999996,8.6404340000000008]
["               ",16.960699999999999,115.33304699999999,2.4163260000000002,6.5871209999999998,0,3.359121,947.69361900000001,716.32592599999998,2161.8674799999999,189.538724,49.005195000000001,0.50707400000000002,0.52404499999999998,7.2674000000000002E-2,4.3355999999999999E-2,0,132.20483100000001,0,0,0,7.4281750000000004,396.696956,17.682948,1.5347999999999999,1.2863690000000001,3826.4110700000001,238.616592,1664.54359,2.510389,3.4603329999999999,11.567987,7.9545370000000002,8.6402889999999992]
["               ",16.862100999999999,115.333055,2.4054570000000002,6.6053740000000003,0,3.3529610000000001,944.94488899999999,715.23386000000005,2164.6237660000002,188.988978,49.113895999999997,0.50650200000000001,0.59743500000000005,8.2183000000000006E-2,4.3337000000000001E-2,0,132.18809999999999,0,0,0,7.4423349999999999,397.746714,17.692193,1.5366869999999999,1.284049,3825.3999490000001,238.185057,1660.7761829999999,2.499444,3.454091,11.934184,7.9573159999999996,8.6401450000000004]
["               ",16.763501999999999,115.333049,2.394625,6.6230640000000003,0,3.346819,942.20657400000005,714.14650700000004,2167.3689650000001,188.441315,49.220368999999998,0.50589700000000004,0.66384200000000004,9.0838000000000002E-2,4.3310000000000001E-2,0,132.171424,0,0,0,7.4564919999999999,398.78468299999997,17.701350999999999,1.5385439999999999,1.28173,3824.3858879999998,237.752522,1657.0169229999999,2.488524,3.447854,12.315357000000001,7.9600920000000004,8.6400009999999998]
["               ",16.664902999999999,115.33305300000001,2.3838499999999998,6.6401380000000003,0,3.3407019999999998,939.47860300000002,713.06274199999996,2170.1058849999999,187.89572100000001,49.325071999999999,0.50540700000000005,0.72497800000000001,9.8838999999999996E-2,4.3288E-2,0,132.154788,0,0,0,7.47065,399.808718,17.710372,1.5403640000000001,1.279428,3823.3722079999998,237.31963200000001,1653.2663230000001,2.4776790000000002,3.441662,12.712469,7.9628629999999996,8.6398580000000003]
["               ",16.566303000000001,115.33305,2.3731179999999998,6.6566720000000004,0,3.334603,936.76090499999998,711.98151900000005,2172.8323439999999,187.352181,49.427481,0.50490400000000002,0.78168199999999999,0.106278,4.3263000000000003E-2,0,132.13819699999999,0,0,0,7.4848109999999997,400.81771199999997,17.719370999999999,1.5421579999999999,1.277131,3822.3564500000002,236.88593900000001,1649.5241060000001,2.4668709999999998,3.4354819999999999,13.126612,7.96563,8.6397150000000007]
["               ",16.467704000000001,115.333052,2.362438,6.6726409999999996,0,3.3285279999999999,934.05341099999998,710.90234099999998,2175.5499329999998,186.81068200000001,49.527875000000002,0.50446999999999997,0.83483399999999996,0.11326799999999999,4.3240000000000001E-2,0,132.12164200000001,0,0,0,7.498977,401.810045,17.728328999999999,1.543925,1.2748459999999999,3821.3405189999999,236.45182399999999,1645.7905860000001,2.4561259999999998,3.4293360000000002,13.558953000000001,7.9683919999999997,8.6395739999999996]
["               ",16.369105000000001,115.333051,2.3518029999999999,6.6880980000000001,0,3.3224719999999999,931.35605199999998,709.82457899999997,2178.2574599999998,186.27121,49.625965999999998,0.50403500000000001,0.88488900000000004,0.11985899999999999,4.3215000000000003E-2,0,132.10512700000001,0,0,0,7.5131519999999998,402.78394800000001,17.737169999999999,1.5456570000000001,1.272567,3820.3229799999999,236.01703499999999,1642.0655200000001,2.4454220000000002,3.4232049999999998,14.010778999999999,7.9711499999999997,8.6394319999999993]
["               ",16.274857999999998,115.333052,2.3388589999999998,6.702871,0,3.3151890000000002,928.12197200000003,708.53555400000005,2181.4786779999999,185.624394,49.732500000000002,0.50356299999999998,0.94130499999999995,0.127301,4.3187000000000003E-2,0,132.08537999999999,0,0,0,7.5294030000000003,405.687681,17.747741000000001,1.547614,1.2698290000000001,3819.0775100000001,235.484195,1637.598831,2.4324020000000002,3.4158409999999999,14.556623999999999,7.9743519999999997,8.6392620000000004]
["               ",16.184964999999998,115.333051,2.3259850000000002,6.7171110000000001,0,3.3079320000000001,924.90240900000003,707.24798499999997,2184.6854640000001,184.98048199999999,49.835844000000002,0.50310500000000002,0.99453199999999997,0.134329,4.3157000000000001E-2,0,132.065686,0,0,0,7.5456940000000001,406.84312599999998,17.758288,1.549534,1.267102,3817.8303900000001,234.95065500000001,1633.1449259999999,2.4194529999999999,3.4085040000000002,15.134264999999999,7.977449,8.6390919999999998]
["               ",16.095071000000001,115.333052,2.3131819999999998,6.7308300000000001,0,3.3007040000000001,921.69724699999995,705.96147900000005,2187.878256,184.339449,49.936075000000002,0.50267799999999996,1.0450090000000001,0.14100099999999999,4.3128E-2,0,132.046042,0,0,0,7.5620279999999998,407.96686899999997,17.768719999999998,1.5514110000000001,1.264386,3816.581991,234.41652500000001,1628.7037359999999,2.4065780000000001,3.4011979999999999,15.746585,7.9805380000000001,8.6389230000000001]
["               ",15.991296,115.333051,2.3028749999999998,6.7457339999999997,0,3.294022,918.66308500000002,704.63165600000002,2191.1783829999999,183.732617,50.103963,0.50224899999999995,1.0920570000000001,0.14722499999999999,4.3099999999999999E-2,0,132.02628200000001,0,0,0,7.5767290000000003,343.67310700000002,17.791630999999999,1.555102,1.261873,3815.5651809999999,233.98380499999999,1624.386798,2.396201,3.3944390000000002,16.270265999999999,7.9843060000000001,8.6387260000000001]
["               ",15.873640999999999,115.333051,2.2926150000000001,6.7601870000000002,0,3.2873679999999998,915.64303199999995,703.30212500000005,2194.4653429999998,183.12860599999999,50.268265,0.50183900000000004,1.1370420000000001,0.15318200000000001,4.3071999999999999E-2,0,132.00657000000001,0,0,0,7.5913360000000001,344.07078000000001,17.805775000000001,1.55803,1.2593719999999999,3814.5475419999998,233.55005399999999,1620.0821980000001,2.3858709999999999,3.3877109999999999,16.810497000000002,7.9880760000000004,8.6385299999999994]
["               ",15.765528,115.333051,2.2839740000000002,6.7716250000000002,0,3.2823340000000001,913.39921600000002,702.34538499999996,2196.777697,182.67984300000001,50.345697000000001,0.50162099999999998,1.1688240000000001,0.15739300000000001,4.3050999999999999E-2,0,131.992355,0,0,0,7.6029629999999999,468.47794399999998,17.788958999999998,1.5573950000000001,1.257484,3813.6911209999998,233.18293299999999,1616.913425,2.3771870000000002,3.3826320000000001,17.293123000000001,7.9885159999999997,8.6384830000000008]
["               ",15.666957999999999,115.333051,2.2753649999999999,6.782673,0,3.2773129999999999,911.16072499999996,701.38699499999996,2199.0860849999999,182.232145,50.421821999999999,0.501413,1.199667,0.16148100000000001,4.3029999999999999E-2,0,131.97814700000001,0,0,0,7.6145430000000003,469.58938599999999,17.788315000000001,1.5580940000000001,1.255601,3812.8334709999999,232.815448,1613.747386,2.3685369999999999,3.3775659999999998,17.790566999999999,7.9890040000000004,8.6384349999999994]
["               ",15.568388000000001,115.333051,2.2667890000000002,6.7933430000000001,0,3.2723040000000001,908.92753300000004,700.42688499999997,2201.3904699999998,181.785507,50.496634999999998,0.50121099999999996,1.229638,0.16545499999999999,4.3008999999999999E-2,0,131.963945,0,0,0,7.626074,470.680339,17.787607999999999,1.558773,1.253722,3811.9745269999999,232.447597,1610.584057,2.3599190000000001,3.372512,18.303241,7.9894990000000004,8.6383880000000008]
["               ",15.469818999999999,115.333051,2.2582450000000001,6.8036500000000002,0,3.2673070000000002,906.69961999999998,699.46500300000002,2203.6908969999999,181.339924,50.570152,0.50101799999999996,1.2587919999999999,0.169323,4.2987999999999998E-2,0,131.949748,0,0,0,7.6375549999999999,471.750429,17.786828,1.559431,1.2518480000000001,3811.1143120000002,232.079398,1607.423415,2.3513350000000002,3.3674719999999998,18.831575999999998,7.99,8.6383410000000005]
["               ",15.371249000000001,115.333051,2.249733,6.8136049999999999,0,3.2623229999999999,904.47696299999996,698.50129600000002,2205.9873259999999,180.89539300000001,50.642369000000002,0.50082899999999997,1.2871809999999999,0.17308999999999999,4.2966999999999998E-2,0,131.93555599999999,0,0,0,7.648981,472.799531,17.786000999999999,1.5600719999999999,1.249979,3810.2527650000002,231.71085199999999,1604.265439,2.3427829999999998,3.3624450000000001,19.375954,7.990507,8.6382930000000009]
["               ",15.272679,115.333051,2.2412529999999999,6.8232210000000002,0,3.2573509999999999,902.25954100000001,697.53572199999996,2208.2798029999999,180.451908,50.713304000000001,0.50064799999999998,1.3148470000000001,0.176763,4.2945999999999998E-2,0,131.921369,0,0,0,7.6603510000000004,473.82736299999999,17.785125000000001,1.5606949999999999,1.2481150000000001,3809.389913,231.34197499999999,1601.1101100000001,2.3342640000000001,3.3574299999999999,19.936769000000002,7.9910209999999999,8.6382460000000005]
["               ",15.174110000000001,115.333051,2.2328049999999999,6.8325089999999999,0,3.2523900000000001,900.04733499999998,696.56822799999998,2210.568291,180.009467,50.782953999999997,0.500471,1.3418369999999999,0.18034700000000001,4.2923999999999997E-2,0,131.90718699999999,0,0,0,7.6716620000000004,474.833687,17.784198,1.561301,1.246256,3808.5256909999998,230.972768,1597.9573989999999,2.325777,3.352427,20.514358000000001,7.9915399999999996,8.6381990000000002]
["               ",14.647544999999999,115.333051,2.1254689999999998,6.8262210000000003,0,3.1891409999999998,872.07704899999999,683.71472300000005,2239.3813879999998,174.41541000000001,51.390048,0.49879699999999999,1.6184860000000001,0.21704499999999999,4.2632999999999997E-2,0,131.72422499999999,0,0,0,7.767169,503.43244900000002,17.727215999999999,1.5624150000000001,1.222559,3796.7916460000001,226.022503,1557.4102580000001,2.2179820000000001,3.2886850000000001,26.682074,7.9877630000000002,8.6379389999999994]
["               ",13.680930999999999,115.333051,2.0485869999999999,6.8345380000000002,0,3.140755,850.58188500000006,673.29677300000003,2262.2359780000002,170.116377,51.964176000000002,0.49748300000000001,1.8058829999999999,0.24195700000000001,4.2397999999999998E-2,0,131.57881800000001,0,0,0,7.8391919999999997,488.35306700000001,17.719090000000001,1.567566,1.2044250000000001,3787.9205179999999,222.32250999999999,1525.68454,2.140733,3.2399040000000001,32.447727999999998,7.9929300000000003,8.6374410000000008]
["               ",12.454285,105.421291,1.996788,6.7575060000000002,0,2.9178609999999998,749.08389099999999,603.36930900000004,2126.323738,148.602734,52.978707999999997,1.635524,3.780224,0.50332399999999999,0.17469000000000001,0,128.76861299999999,0,0,0,7.9291879999999999,512.00091699999996,17.493659999999998,1.565067,1.2200040000000001,3482.5571620000001,202.084766,1356.233424,2.3350309999999999,3.2818109999999998,38.635288000000003,7.9706210000000004,8.6315849999999994]
["Tatum Creek Con",11.40245,105.421291,1.9235469999999999,6.7573840000000001,0,2.8791859999999998,732.44448899999998,593.89939200000003,2143.0911379999998,145.3022,52.485807999999999,1.6226529999999999,4.5293970000000003,0.602715,0.17397199999999999,0,128.65214800000001,0,0,0,7.9743380000000004,517.96685300000001,17.442436000000001,1.555561,1.2048239999999999,3473.9644159999998,198.39072300000001,1330.873278,2.2597839999999998,3.2409759999999999,43.639592999999998,7.967371,8.6315200000000001]
["               ",10.553305,105.421291,1.8347329999999999,6.8556549999999996,0,2.8244370000000001,708.47796600000004,579.54171399999996,2169.4103190000001,140.54833199999999,52.438417000000001,1.6031249999999999,5.4127020000000003,0.72013499999999997,0.172897,0,128.474774,0,0,0,8.0426439999999992,489.81869,17.452608000000001,1.556044,1.18326,3462.842701,193.706884,1293.432382,2.1679430000000002,3.1829700000000001,49.357464999999998,7.9747479999999999,8.6308019999999992]
["               ",9.7872129999999995,98.330314999999999,1.939713,6.779935,0,2.7131940000000001,668.67288199999996,540.59345299999995,2048.5732800000001,129.89555300000001,53.908054999999997,3.3798430000000002,6.5726789999999999,0.87412800000000002,0.197355,0,125.82765999999999,0,0,0,8.050808,474.12144699999999,17.363780999999999,1.568003,1.222758,3264.4122940000002,184.67773600000001,1215.8390139999999,2.4750529999999999,3.2892190000000001,47.149101999999999,7.9686320000000004,8.6239039999999996]
["Dog Creek Confl",9.1755650000000006,98.330314999999999,1.880385,6.7080089999999997,0,2.672898,651.00313200000005,528.70425899999998,2069.1377779999998,126.464619,53.977139000000001,3.343261,8.6817910000000005,1.155192,0.196383,0,125.69025999999999,0,0,0,8.0634010000000007,468.36443800000001,17.375425,1.569339,1.2059260000000001,3257.5269600000001,181.59694999999999,1188.3891819999999,2.4110939999999998,3.243941,47.841002000000003,7.9728950000000003,8.6233419999999992]
["               ",8.1787469999999995,96.880863000000005,1.983053,6.5453279999999996,0,2.585585,612.48653899999999,502.85688199999998,2072.3011200000001,118.89340799999999,54.302078000000002,3.4665319999999999,11.401285,1.518556,0.25028800000000001,0,124.433324,0,0,0,8.0741180000000004,458.606177,17.382885000000002,1.5736889999999999,1.1999599999999999,3199.045826,174.71404200000001,1126.7447050000001,2.5799940000000001,3.2278929999999999,47.395389999999999,7.9785050000000002,8.6193159999999995]
["Fort Cooper Cre",7.3742530000000004,86.507284999999996,2.185997,6.5418029999999998,0,2.4623529999999998,549.32773899999995,457.41993300000001,1867.8221249999999,105.938941,56.941718000000002,4.4569739999999998,10.778518999999999,1.4362509999999999,0.33024300000000001,0,117.445869,0,0,0,8.0408200000000001,464.52293800000001,17.221409999999999,1.592549,1.225749,2885.348317,164.31690900000001,1017.526192,2.961938,3.297266,40.339989000000003,7.9643110000000004,8.5980849999999993]
["               ",6.7269769999999998,86.507284999999996,2.0994640000000002,6.5026799999999998,0,2.4216009999999999,532.610229,445.16069800000002,1886.4666110000001,102.717134,55.780009,4.3993440000000001,13.373927,1.7841819999999999,0.32840999999999998,0,117.314592,0,0,0,8.0566840000000006,459.89646299999998,17.227074999999999,1.5814969999999999,1.2075610000000001,2877.611465,160.28132500000001,991.14485400000001,2.8678080000000001,3.2483390000000001,40.682979000000003,7.9661049999999998,8.5976060000000007]
["Hassell Creek C",5.826581,86.507284999999996,1.997881,6.6008009999999997,0,2.3743059999999998,513.34343100000001,431.36784799999998,1907.6970719999999,99.003986999999995,54.315621,4.3313059999999997,15.785617,2.1065100000000001,0.32625500000000002,0,117.16430699999999,0,0,0,8.0938040000000004,452.34403200000003,17.257429999999999,1.5696300000000001,1.186396,2868.1939670000002,155.426118,960.49689499999999,2.757266,3.191405,41.693649999999998,7.971565,8.5968739999999997]
["               ",5.1432209999999996,86.507284999999996,1.931961,6.6641149999999998,0,2.3472379999999999,502.42968400000001,423.73816399999998,1918.8202240000001,96.900621000000001,53.070492999999999,4.2915869999999998,16.985699,2.2663489999999999,0.32503500000000002,0,117.081971,0,0,0,8.1184589999999996,463.45021200000002,17.260193999999998,1.5575190000000001,1.1742570000000001,2861.9737709999999,152.23746299999999,943.153547,2.6861549999999998,3.1587510000000001,42.824150000000003,7.9720360000000001,8.5965740000000004]
["               ",4.4848480000000004,86.507284999999996,1.8849640000000001,6.667624,0,2.3229410000000001,492.58944500000001,416.88962400000003,1929.8915649999999,95.004165999999998,52.525416,4.2566100000000002,18.014904000000001,2.403254,0.32389800000000002,0,117.00482,0,0,0,8.1303839999999994,442.733497,17.277595999999999,1.553329,1.16337,2857.3855389999999,149.93283700000001,927.49397399999998,2.6345230000000002,3.1294659999999999,43.320824999999999,7.9748749999999999,8.5962040000000002]
["               ",3.895797,86.507284999999996,1.8579570000000001,6.6498309999999998,0,2.3078720000000001,486.50165099999998,412.58006899999998,1937.001389,93.830893000000003,52.281841999999997,4.2350719999999997,18.625118000000001,2.4843820000000001,0.32318400000000003,0,116.95603199999999,0,0,0,8.1338589999999993,439.12310100000002,17.286670000000001,1.5514859999999999,1.1566209999999999,2854.7082270000001,148.597117,917.70683799999995,2.6046480000000001,3.1113119999999999,43.191634999999998,7.9767590000000004,8.595974]
["               ",3.549671,86.507284999999996,1.831337,6.6339309999999996,0,2.2929210000000002,480.49363499999998,408.34342700000002,1944.00317,92.672974999999994,52.035527999999999,4.2136319999999996,19.198073000000001,2.5605099999999998,0.32247300000000001,0,116.907916,0,0,0,8.1373110000000004,437.11444499999999,17.296050999999999,1.5496529999999999,1.149921,2852.038305,147.269013,908.03513399999997,2.5751729999999999,3.093289,43.032980000000002,7.9781139999999997,8.5957469999999994]
["               ",3.2035439999999999,86.507284999999996,1.8050980000000001,6.6197970000000002,0,2.278089,474.564303,404.17585300000002,1950.8991739999999,91.530201000000005,51.786231000000001,4.1922920000000001,19.737265000000001,2.6321029999999999,0.32176399999999999,0,116.860456,0,0,0,8.1407299999999996,435.19903699999998,17.305879999999998,1.547836,1.14327,2849.3765950000002,145.94853499999999,898.47742100000005,2.5460910000000001,3.0753970000000002,42.846122000000001,7.9793940000000001,8.595523]
["               ",2.857418,86.507284999999996,1.779236,6.6073130000000004,0,2.2633749999999999,468.71254800000003,400.07378499999999,1957.691638,90.402353000000005,51.533763,4.1710580000000004,20.245671999999999,2.699557,0.32105699999999998,0,116.81363399999999,0,0,0,8.1441119999999998,433.39170100000001,17.315792999999999,1.546001,1.1366689999999999,2846.7236429999998,144.635673,889.03200500000003,2.5173990000000002,3.057639,42.632610999999997,7.9806049999999997,8.5953009999999992]
["               ",2.5112909999999999,86.507284999999996,1.753744,6.5963659999999997,0,2.24878,462.937251,396.034333,1964.382781,89.289214999999999,51.278015000000003,4.1499379999999997,20.725857000000001,2.7632129999999999,0.320353,0,116.767438,0,0,0,8.1474499999999992,431.707761,17.325962000000001,1.5441590000000001,1.1301159999999999,2844.0802229999999,143.33044200000001,879.69744200000002,2.48909,3.0400130000000001,42.394288000000003,7.9817520000000002,8.5950830000000007]
["               ",2.165165,86.507284999999996,1.7286170000000001,6.5868529999999996,0,2.2343039999999998,457.23728999999997,392.05454900000001,1970.974792,88.190566000000004,51.018891000000004,4.1289389999999999,21.180050000000001,2.8233679999999999,0.31964999999999999,0,116.721853,0,0,0,8.1507400000000008,430.156364,17.33587,1.542262,1.1236139999999999,2841.4466819999998,142.032825,870.47189000000003,2.46116,3.0225209999999998,42.133147999999998,7.9828409999999996,8.5948670000000007]
["               ",1.8190379999999999,86.507284999999996,1.7038500000000001,6.5786730000000002,0,2.2199460000000002,451.611535,388.13244800000001,1977.4698619999999,87.106187000000006,50.756396000000002,4.1080699999999997,21.610202999999998,2.8802829999999999,0.31894899999999998,0,116.67686500000001,0,0,0,8.1539780000000004,428.75057800000002,17.346167999999999,1.5403659999999999,1.1171610000000001,2838.8240479999999,140.74286599999999,861.35418600000003,2.4336060000000002,3.005163,41.851427999999999,7.9838779999999998,8.5946540000000002]
["Downstream samp",1.577415,86.507284999999996,1.6940550000000001,6.6102949999999998,0,2.215357,449.824432,386.91423400000002,1979.320453,86.761707999999999,50.572006000000002,4.101146,21.740707,2.897535,0.31872899999999998,0,116.663247,0,0,0,8.159694,437.03024699999997,17.348765,1.538686,1.1150899999999999,2837.7998259999999,140.23124899999999,858.47937300000001,2.4228990000000001,2.999593,42.001640000000002,7.98447,8.5945850000000004]
["Downstream samp",1.4402950000000001,86.507284999999996,1.6843170000000001,6.640555,0,2.2107920000000001,448.04482899999999,385.69929100000002,1981.1669420000001,86.418670000000006,50.388007000000002,4.0942360000000004,21.869019000000002,2.9144839999999999,0.31851000000000002,0,116.649666,0,0,0,8.1652850000000008,436.79144000000002,17.353062000000001,1.537145,1.113029,2836.7800809999999,139.72116,855.61313900000005,2.4122499999999998,2.9940479999999998,42.149582000000002,7.9850450000000004,8.5945160000000005]
["Downstream samp",1.303175,86.507284999999996,1.674634,6.6695169999999999,0,2.206248,446.27268099999998,384.487526,1983.009108,86.077065000000005,50.204397,4.0873410000000003,21.995189,2.9311349999999998,0.31829000000000002,0,116.636124,0,0,0,8.1707540000000005,436.58281699999998,17.356662,1.535542,1.110976,2835.7645029999999,139.21259699999999,852.75539600000002,2.401659,2.9885269999999999,42.295377999999999,7.9856189999999998,8.5944470000000006]
["Downstream samp",1.166056,86.507284999999996,1.6650069999999999,6.6972379999999996,0,2.2017259999999998,444.50794100000002,383.27923399999997,1984.8467680000001,85.736884000000003,50.021211999999998,4.0804609999999997,22.119264999999999,2.9474960000000001,0.31807099999999999,0,116.62262,0,0,0,8.1761040000000005,436.40800300000001,17.360647,1.5339700000000001,1.1089329999999999,2834.7532070000002,138.705591,849.90643899999998,2.3911250000000002,2.983028,42.439172999999997,7.986192,8.594379]
["Downstream samp",1.0289360000000001,86.507284999999996,1.6554359999999999,6.7237770000000001,0,2.197225,442.750564,382.07448900000003,1986.679752,85.398117999999997,49.838464999999999,4.0735970000000004,22.241292000000001,2.9635720000000001,0.31785200000000002,0,116.609157,0,0,0,8.1813359999999999,436.26201700000001,17.364474000000001,1.5323830000000001,1.106897,2833.7460980000001,138.200155,847.06634599999995,2.3806479999999999,2.9775529999999999,42.581093000000003,7.9867650000000001,8.5943109999999994]
["               ",0.480188,86.507284999999996,1.58995,6.8269960000000003,0,2.1679469999999998,431.35391900000002,374.28695900000002,1998.1412170000001,83.200989000000007,48.433461000000001,4.028035,22.965104,3.0582410000000002,0.31640400000000002,0,116.52291200000001,0,0,0,8.2079170000000001,435.26183900000001,17.386599,1.5194110000000001,1.0936110000000001,2826.7471989999999,134.692691,828.60598200000004,2.3091569999999999,2.9418139999999999,43.450676999999999,7.9897340000000003,8.5938719999999993]
["Terminus       ",0,86.507284999999996,1.58995,6.8269960000000003,0,2.1679469999999998,431.35391900000002,374.28695900000002,1998.1412170000001,83.200989000000007,48.433461000000001,4.028035,22.965104,3.0582410000000002,0.31640400000000002,0,116.52291200000001,0,0,0,8.2079170000000001,435.26183900000001,17.386599,1.5194110000000001,1.0936110000000001,2826.7471989999999,134.692691,828.60598200000004,2.3091569999999999,2.9418139999999999,43.450676999999999,7.9897340000000003,8.5938719999999993]

{"sheet":"WQMin Plot Data","index":100,"n_rows":60,"n_cols":64,"rows_kept":60,"cut":false,"hidden":false,"merged":[]}
["QUAL2K"]
["Stream Water Quality Model"]
["Lick Creek (8/18/2019)"]
["Constituent Summary"]
[]
[]
["Reach","Distance","cond (umhos)","ISS (mgD/L)","DO(mgO2/L)","CBODs (mgO2/L)","CBODf (mgO2/L)","No(ugN/L)","NH4(ugN/L)","NO3(ugN/L)","Po (ugP/L)","Inorg P (ugP/L)","Phyto (ug/L)","QNp (ugN/mgA)","QPp (ugP/mgA)","Detritus (mgD/L)","Pathogen","Alk","Constituent i","Constituent ii","Constituent iii","pH","Bot Alg","QNb","QPb","TOC","TN","TP","TKN","TSS","CBODu","NH3","Distance","Minimum","Minimum","Minimum","Minimum","Minimum","Minimum","Minimum","Minimum","Minimum","Minimum","Minimum","Minimum","Minimum","Minimum","Minimum","Minimum","Minimum","Minimum","Minimum","Minimum","Minimum","Minimum","Minimum","Minimum","Minimum","Minimum","Minimum","Minimum","CBODu","TOC","Minimum"]
["Label","x(km)","Min","Min","Min","Min","Min","Min","Min","Min","Min","Min","Min","Min","Min","Min","Min","Min","Min","Min","Min","Min","Min","Min","Min","Min","Min","Min","Min","Min","Min","Min","km","cond-data","ISS-data","DO-data","CBODs-data","CBODf-data","No-data","NH4-data","NO3-data","Po-data","Inorg P-data","Phyto-data","Detritus-data","Pathogen-data","Alk-data","Constituent i","Constituent ii","Constituent iii","pH-data","Bot Alg (mgA/m^2)","TN-data","TP-data","TSS-data","NH3","%sat-data","SOD-data","JNH4-data","JCH4-data","JInorg P-data","mgO2/L","mgC/L","TKN"]
["Mainstem headwa",17.496908999999999,214.21250000000001,0,6,0,0,0,0,0,0,0,0,0,0,0,0,116,0,0,0,7.59,0,0,0,0,0,0,0,0,0,0]
["Mainstream Head",17.448218000000001,214.22035600000001,0,6.538036,0,0,0,1.1380509999999999,9.9999999999999995E-7,0,0.13745299999999999,0,0,0,0,0,115.95865999999999,0,0,0,7.7380360000000001,293.42934200000002,2.4581780000000002,0.28390100000000001,0,1.1380520000000001,0.13745299999999999,1.1380509999999999,0,0,4.0085999999999997E-2]
["Mainstream Head",17.350836999999999,214.228148,0,6.5262469999999997,0,0,0,2.1764000000000001,9.9999999999999995E-7,0,0.265598,0,0,0,0,0,115.93458200000001,0,0,0,7.7569319999999999,295.807751,2.52088,0.285856,0,2.1764009999999998,0.265598,2.1764000000000001,0,0,7.9221E-2]
["Mainstream Head",17.253454999999999,214.235038,0,6.5172489999999996,0,0,0,3.1223719999999999,9.9999999999999995E-7,0,0.38465199999999999,0,0,0,0,0,115.925398,0,0,0,7.7745430000000004,297.539784,2.5627439999999999,0.28658899999999998,0,3.1223730000000001,0.38465199999999999,3.1223719999999999,0,0,0.116226]
["Mainstream Head",17.156072999999999,111.861035,2.3767640000000001,6.2201329999999997,0,3.3388770000000001,953.02244199999996,715.89423199999999,2152.6358650000002,190.604488,47.888582,0,0,0,0,0,132.190111,0,0,0,7.3633990000000002,409.43878100000001,15.852465,1.3755219999999999,1.2412179999999999,3821.6608070000002,238.50827000000001,1668.9166729999999,2.3767640000000001,3.3388770000000001,9.8298190000000005]
["Mainstream Head",17.058691,111.862595,2.364268,6.1737539999999997,0,3.3327089999999999,950.303718,713.33667200000002,2154.8531400000002,190.060744,47.780031000000001,0,0,0,0,0,132.17282399999999,0,0,0,7.3794909999999998,411.23982899999999,15.856297,1.375899,1.2389250000000001,3818.7439330000002,237.87513200000001,1663.64039,2.364268,3.3327089999999999,10.148346999999999]
["               ",16.960699999999999,111.864446,2.3536260000000002,6.1224740000000004,0,3.3264900000000002,947.44139900000005,711.07548499999996,2157.4893280000001,189.48828,47.804031999999999,0,0,0,0,0,132.15372600000001,0,0,0,7.3886229999999999,353.38881300000003,15.824902,1.3741650000000001,1.236613,3816.437817,237.34957800000001,1658.5168839999999,2.3536260000000002,3.3264900000000002,10.313592]
["               ",16.862100999999999,111.866207,2.3430330000000001,6.0737490000000003,0,3.3202799999999999,944.578757,708.81787899999995,2160.1017590000001,188.915751,47.826754999999999,0,0,0,0,0,132.13499200000001,0,0,0,7.3976030000000002,354.48391099999998,15.837192,1.3762209999999999,1.234305,3814.1318120000001,236.824716,1653.3966359999999,2.3430330000000001,3.3202799999999999,10.478123999999999]
["               ",16.763501999999999,111.86786600000001,2.332487,6.0274729999999996,0,3.3140809999999998,941.71543999999994,706.56561399999998,2162.6912579999998,188.34308799999999,47.848210000000002,0,0,0,0,0,132.116242,0,0,0,7.4064379999999996,355.56715800000001,15.849275,1.378241,1.232,3811.8291599999998,236.30068900000001,1648.281054,2.332487,3.3140809999999998,10.641507000000001]
["               ",16.664902999999999,111.86946399999999,2.3219880000000002,5.983549,0,3.3078919999999998,938.85247200000003,704.31966799999998,2165.257951,187.77049400000001,47.868502999999997,0,0,0,0,0,132.097825,0,0,0,7.4151210000000001,356.63654500000001,15.861110999999999,1.3802209999999999,1.2296990000000001,3809.5307990000001,235.77738500000001,1643.1721399999999,2.3219880000000002,3.3078919999999998,10.799534]
["               ",16.566303000000001,111.871008,2.311537,5.941757,0,3.3017129999999999,935.98937999999998,702.08182799999997,2167.8023629999998,187.19787600000001,47.887701999999997,0,0,0,0,0,132.07972899999999,0,0,0,7.4236579999999996,357.691102,15.872801000000001,1.382169,1.227403,3807.2351910000002,235.25501499999999,1638.0712080000001,2.311537,3.3017129999999999,10.943626999999999]
["               ",16.467704000000001,111.872514,2.301132,5.9020919999999997,0,3.295547,933.12705700000004,699.85367699999995,2170.324803,186.62541100000001,47.905942000000003,0,0,0,0,0,132.061859,0,0,0,7.432042,358.72931599999998,15.884328999999999,1.3840840000000001,1.2251099999999999,3804.9451049999998,234.733746,1632.980734,2.301132,3.295547,11.084751000000001]
["               ",16.369105000000001,111.873987,2.290775,5.8645040000000002,0,3.289393,930.26473699999997,697.63135499999999,2172.8256780000002,186.05294699999999,47.923090000000002,0,0,0,0,0,132.04418899999999,0,0,0,7.440283,359.74950999999999,15.895633,1.385961,1.222823,3802.6602509999998,234.213357,1627.896092,2.290775,3.289393,11.223989]
["               ",16.274857999999998,111.875702,2.2781660000000001,5.8147869999999999,0,3.2819739999999999,926.81920700000001,694.94717200000002,2175.7803779999999,185.36384100000001,47.932291999999997,0,0,0,0,0,132.023281,0,0,0,7.4490160000000003,362.53862500000002,15.910202999999999,1.3881969999999999,1.220065,3799.8669239999999,233.577583,1621.7663789999999,2.2781660000000001,3.2819739999999999,11.362627]
["               ",16.184964999999998,111.87735600000001,2.2656260000000001,5.7679780000000003,0,3.2745709999999999,923.37484099999995,692.27797699999996,2178.703872,184.67496800000001,47.940192000000003,0,0,0,0,0,132.00244699999999,0,0,0,7.4575570000000004,363.75579800000003,15.923635000000001,1.390307,1.2173130000000001,3797.0822589999998,232.94371000000001,1615.652818,2.2656260000000001,3.2745709999999999,11.498072000000001]
["               ",16.095071000000001,111.87895899999999,2.253155,5.7239389999999997,0,3.2671860000000001,919.93183899999997,689.62449800000002,2181.596759,183.986368,47.947240000000001,0,0,0,0,0,131.98165900000001,0,0,0,7.4659009999999997,364.94221800000003,15.936802,1.3923669999999999,1.214567,3794.3115929999999,232.31147000000001,1609.556337,2.253155,3.2671860000000001,11.630096999999999]
["               ",15.991296,111.880458,2.2431160000000001,5.7329689999999998,0,3.260402,916.65875200000005,687.67315699999995,2184.6134980000002,183.33175,48.075389999999999,0,0,0,0,0,131.959723,0,0,0,7.4765940000000004,306.67819100000003,15.90662,1.391354,1.212045,3792.5344460000001,231.83559600000001,1604.331909,2.2431160000000001,3.260402,11.853232]
["               ",15.873640999999999,111.881929,2.2331219999999998,5.7420429999999998,0,3.2536529999999999,913.39381500000002,685.72999600000003,2187.6128819999999,182.678763,48.201076,0,0,0,0,0,131.93784400000001,0,0,0,7.4871220000000003,307.12864000000002,15.921704,1.3942209999999999,1.2095359999999999,3790.7693629999999,231.35963100000001,1599.1238109999999,2.2331219999999998,3.2536529999999999,12.076105999999999]
["               ",15.765528,111.882898,2.2247050000000002,5.7403849999999998,0,3.2485279999999999,910.96121200000005,684.15751599999999,2189.7033190000002,182.19224199999999,48.238601000000003,0,0,0,0,0,131.922213,0,0,0,7.494726,420.39382899999998,16.005493000000001,1.402207,1.2076309999999999,3789.1887160000001,230.950513,1595.1187279999999,2.2247050000000002,3.2485279999999999,12.233294000000001]
["               ",15.666957999999999,111.88355900000001,2.2163189999999999,5.7388709999999996,0,3.24342,908.52459199999998,682.58162800000002,2191.7827379999999,181.70491799999999,48.274408999999999,0,0,0,0,0,131.90613400000001,0,0,0,7.5022159999999998,421.50077299999998,16.005458000000001,1.4029160000000001,1.2057329999999999,3787.604652,230.54111,1591.1062199999999,2.2163189999999999,3.24342,12.389338]
["               ",15.568388000000001,111.884168,2.2079659999999999,5.7377630000000002,0,3.2383320000000002,906.08428500000002,681.01228000000003,2193.851271,181.216857,48.309221000000001,0,0,0,0,0,131.89025699999999,0,0,0,7.5095919999999996,422.588841,16.005299000000001,1.4036010000000001,1.2038409999999999,3786.024539,230.132172,1587.0965650000001,2.2079659999999999,3.2383320000000002,12.544179]
["               ",15.469818999999999,111.884973,2.199643,5.7368980000000001,0,3.2332610000000002,903.63915499999996,679.43871300000001,2195.9086400000001,180.72783100000001,48.342270999999997,0,0,0,0,0,131.87456399999999,0,0,0,7.5168540000000004,423.65763600000002,16.005009000000001,1.404264,1.201956,3784.4412200000002,229.722734,1583.0778680000001,2.199643,3.2332610000000002,12.697777]
["               ",15.371249000000001,111.88596699999999,2.1913520000000002,5.736224,0,3.2282069999999998,901.19112600000005,677.87086499999998,2197.9544030000002,180.238225,48.374087000000003,0,0,0,0,0,131.858721,0,0,0,7.5240010000000002,424.70701600000001,16.004612999999999,1.404906,1.2000770000000001,3782.8625080000002,229.31378699999999,1579.0619919999999,2.1913520000000002,3.2282069999999998,12.850057]
["               ",15.272679,111.886512,2.183093,5.7359289999999996,0,3.2231730000000001,898.73891700000001,676.30426599999998,2199.9897369999999,179.747783,48.404916,0,0,0,0,0,131.84266099999999,0,0,0,7.5310329999999999,425.73666900000001,16.004111000000002,1.405527,1.198205,3781.2808319999999,228.904799,1575.0431819999999,2.183093,3.2231730000000001,13.000857]
["               ",15.174110000000001,111.887156,2.1748639999999999,5.7357519999999997,0,3.218153,896.28412200000002,674.73884199999998,2202.0148089999998,179.25682399999999,48.433787000000002,0,0,0,0,0,131.82676699999999,0,0,0,7.5379490000000002,426.746329,16.003502999999998,1.406128,1.19634,3779.7044190000001,228.495938,1571.022964,2.1748639999999999,3.218153,13.150252999999999]
["               ",14.647544999999999,111.99056,2.0703140000000002,5.6192380000000002,0,3.1552280000000001,864.16586600000005,656.37599599999999,2226.7463889999999,172.83317299999999,48.694997999999998,0,0,0,0,0,131.63561999999999,0,0,0,7.584549,454.09096299999999,15.95942,1.4082840000000001,1.172947,3761.0669720000001,223.20730499999999,1520.541862,2.0703140000000002,3.1552280000000001,13.906489000000001]
["               ",13.680930999999999,112.05953100000001,1.9954270000000001,5.6082090000000004,0,3.1074950000000001,838.95032700000002,642.91452800000002,2245.7998250000001,167.790065,48.997204000000004,0,0,0,0,0,131.467095,0,0,0,7.6225909999999999,440.922213,15.932522000000001,1.411559,1.155203,3747.753729,219.32271800000001,1481.864855,1.9954270000000001,3.1074950000000001,14.614787]
["               ",12.454285,102.599276,1.797919,5.5000869999999997,0,2.860897,731.40344400000004,574.43819800000006,2106.9531590000001,144.920332,50.420414999999998,0.85835300000000003,1.4715400000000001,0.19505900000000001,6.1316000000000002E-2,0,127.502627,0,0,0,7.6657970000000004,463.14119799999997,15.696453999999999,1.404531,1.1223909999999999,3449.554259,199.68350699999999,1307.3131820000001,1.9450700000000001,3.019231,14.325984]
["Tatum Creek Con",11.40245,102.639543,1.733608,5.5200519999999997,0,2.8247659999999999,711.51880900000003,563.34600399999999,2121.1188139999999,140.98624100000001,50.155636999999999,0.851132,1.964299,0.26038600000000001,6.4241999999999994E-2,0,127.368132,0,0,0,7.6916529999999996,468.96439800000002,15.635846000000001,1.39499,1.1098410000000001,3438.0661949999999,195.96575000000001,1276.8291119999999,1.8829629999999999,2.9854720000000001,14.688522000000001]
["               ",10.553305,102.721509,1.6570499999999999,5.7971630000000003,0,2.7739199999999999,683.09435399999995,548.542329,2142.7774549999999,135.35994099999999,50.181373000000001,0.84407200000000004,2.5409290000000002,0.33684700000000001,7.0129999999999998E-2,0,127.16574,0,0,0,7.7537900000000004,443.03861899999998,15.601839,1.3917170000000001,1.0930120000000001,3425.0203550000001,191.152064,1234.1776130000001,1.8115870000000001,2.9402020000000002,16.179362999999999]
["               ",9.7872129999999995,95.827212000000003,1.6616519999999999,5.6581669999999997,0,2.6341770000000002,643.05139899999995,514.02325199999996,2017.51767,124.565305,48.949742999999998,2.4413290000000001,3.7487460000000001,0.496861,6.6730999999999999E-2,0,124.11065499999999,0,0,0,7.7517800000000001,428.45094399999999,15.503355000000001,1.3989100000000001,1.103593,3239.618868,179.983441,1160.8233970000001,1.972515,2.9686659999999998,15.009676000000001]
["Dog Creek Confl",9.1755650000000006,95.878024999999994,1.6149800000000001,5.5671809999999997,0,2.5964420000000001,622.33879400000001,502.39237600000001,2035.271227,120.534239,49.353549000000001,2.416442,5.5359629999999997,0.73467499999999997,7.0763999999999994E-2,0,123.95565999999999,0,0,0,7.7548789999999999,423.12384200000002,15.497244999999999,1.3986719999999999,1.0901829999999999,3231.7319649999999,177.475371,1130.2671339999999,1.9273880000000001,2.9325929999999998,14.650696]
["               ",8.1787469999999995,94.590914999999995,1.726545,5.2955620000000003,0,2.5116260000000001,581.05716600000005,478.351384,2033.664258,112.39370099999999,49.769632999999999,2.5463249999999999,7.8744339999999999,1.046265,0.124225,0,122.64779299999999,0,0,0,7.7441040000000001,414.13331599999998,15.489426999999999,1.400917,1.0852329999999999,3175.4153430000001,171.021514,1067.2829839999999,2.1054029999999999,2.9192779999999998,13.393075]
["Fort Cooper Cre",7.3742530000000004,84.464275000000001,1.783587,5.2514770000000004,0,2.3532799999999998,521.06979000000001,440.297663,1826.9175270000001,99.848862999999994,47.694935000000001,3.292726,7.5412109999999997,1.0025280000000001,0.124533,0,115.233931,0,0,0,7.6995259999999996,419.10949599999998,15.340211999999999,1.414766,1.0563480000000001,2874.7226970000002,156.06183300000001,968.90866400000004,2.237393,2.8415750000000002,11.201548000000001]
["               ",6.7269769999999998,84.514348999999996,1.7211000000000001,5.211684,0,2.3150409999999999,502.86695400000002,427.62160699999998,1843.787638,96.370868999999999,47.526130000000002,3.2603879999999998,9.6723549999999996,1.288154,0.128303,0,115.111081,0,0,0,7.7094849999999999,414.69547799999998,15.334479,1.404134,1.042346,2868.2073030000001,153.02532099999999,940.16091600000004,2.1754419999999999,2.803912,11.039353999999999]
["Hassell Creek C",5.826581,84.580844999999997,1.6483190000000001,5.4205500000000004,0,2.2707109999999999,482.67609800000002,413.40967999999998,1863.174186,92.509158999999997,47.251060000000003,3.2399110000000002,11.691343,1.5577270000000001,0.13403799999999999,0,114.979285,0,0,0,7.7500790000000004,407.38836900000001,15.347146,1.3926590000000001,1.027342,2858.539194,149.23883599999999,907.77712099999997,2.1063480000000001,2.7635510000000001,11.581315]
["               ",5.1432209999999996,84.603262000000001,1.5972580000000001,5.517023,0,2.2438790000000002,471.364687,405.54265900000001,1873.481634,90.334957000000003,46.758257,3.2282540000000002,12.701103,1.6919310000000001,0.1358,0,114.889928,0,0,0,7.7736679999999998,417.45537300000001,15.354043000000001,1.3825639999999999,1.017606,2852.0684980000001,146.57462799999999,889.60844899999995,2.0558839999999998,2.7373599999999998,11.893409]
["               ",4.4848480000000004,84.623369999999994,1.5614060000000001,5.466456,0,2.2193710000000002,461.26646799999997,398.597172,1883.7533080000001,88.395393999999996,46.824967999999998,3.2224919999999999,13.579558,1.808438,0.13741100000000001,0,114.80599599999999,0,0,0,7.777539,398.33249499999999,15.356058000000001,1.377907,1.0089090000000001,2847.2685379999998,144.58673200000001,873.44319800000005,2.0210659999999998,2.713965,11.774005000000001]
["               ",3.895797,84.631680000000003,1.540249,5.4212689999999997,0,2.203738,455.02104600000001,394.28340300000002,1890.340371,87.192850000000007,46.915419999999997,3.219112,14.100674,1.8774709999999999,0.13792099999999999,0,114.74873599999999,0,0,0,7.7780589999999998,394.93131699999998,15.361529000000001,1.3762030000000001,1.003166,2844.5490359999999,143.348084,863.405123,2.0000810000000002,2.6985169999999998,11.659751999999999]
["               ",3.549671,84.639900999999995,1.5193509999999999,5.3786769999999997,0,2.1882640000000002,448.90414399999997,390.08756599999998,1896.8428670000001,86.016681000000005,46.989865999999999,3.2166769999999998,14.594243000000001,1.9427939999999999,0.13845199999999999,0,114.69326,0,0,0,7.7787259999999998,392.99198899999999,15.368671000000001,1.3746350000000001,0.997529,2841.8790669999998,142.08222000000001,853.58595300000002,1.9794700000000001,2.6833520000000002,11.560769000000001]
["               ",3.2035439999999999,84.648015999999998,1.4987520000000001,5.3388220000000004,0,2.172987,442.91799099999997,386.00588599999998,1903.270544,84.866108999999994,47.05001,3.215131,15.062849999999999,2.0047489999999999,0.13895299999999999,0,114.63982300000001,0,0,0,7.779509,391.13631199999998,15.376749,1.373129,0.99198900000000001,2839.2585949999998,140.801421,843.98672799999997,1.9592179999999999,2.6684489999999998,11.471506]
["               ",2.857418,84.656249000000003,1.4784250000000001,5.3018359999999998,0,2.1578659999999998,437.05586699999998,382.03118599999999,1909.633865,83.740347,47.094087000000002,3.2143920000000001,15.508658,2.0635569999999999,0.13946800000000001,0,114.588775,0,0,0,7.7804019999999996,389.37897299999997,15.385441,1.371653,0.98654299999999995,2836.6853169999999,139.51836900000001,834.59571100000005,1.9393320000000001,2.6538020000000002,11.392640999999999]
["               ",2.5112909999999999,84.664175999999998,1.4583520000000001,5.2677250000000004,0,2.1429429999999998,431.313807,378.1628,1915.943671,82.638434000000004,47.123519999999999,3.2141600000000001,15.933446999999999,2.1195050000000002,0.13996500000000001,0,114.53971300000001,0,0,0,7.7813730000000003,387.73536999999999,15.394864,1.370212,0.98118499999999997,2834.1573239999998,138.24058099999999,825.41005299999995,1.9197329999999999,2.6393879999999998,11.322646000000001]
["               ",2.165165,84.672262000000003,1.4385669999999999,5.2365830000000004,0,2.128171,425.692207,374.39197799999999,1922.2111729999999,81.559381999999999,47.138317999999998,3.2144740000000001,16.337942000000002,2.1727919999999998,0.14046400000000001,0,114.492988,0,0,0,7.7824239999999998,386.214743,15.404559000000001,1.368762,0.97590600000000005,2831.665039,136.971205,816.42212700000005,1.9004779999999999,2.6251869999999999,11.260123]
["               ",1.8190379999999999,84.680170000000004,1.4190400000000001,5.208431,0,2.1135519999999999,420.18778200000003,370.71845200000001,1928.447766,80.503127000000006,47.138134999999998,3.215309,16.724171999999999,2.2234919999999998,0.140959,0,114.448476,0,0,0,7.7835530000000004,384.830557,15.415039999999999,1.3673470000000001,0.97070299999999998,2829.1881349999999,135.710915,807.63040599999999,1.8815299999999999,2.611192,11.203768999999999]
["Downstream samp",1.577415,84.680997000000005,1.410995,5.2629609999999998,0,2.1087660000000001,418.430724,369.59809200000001,1930.2428420000001,80.165276000000006,47.044753,3.2146520000000001,16.838681000000001,2.2385259999999998,0.14093,0,114.433452,0,0,0,7.7908080000000002,392.31817799999999,15.422608,1.3663700000000001,0.96888600000000002,2828.1989149999999,135.20366300000001,804.86749799999996,1.8733900000000001,2.606303,11.357327]
["Downstream samp",1.4402950000000001,84.681845999999993,1.4029799999999999,5.3147640000000003,0,2.1039979999999998,416.68523900000002,368.48311999999999,1932.0392420000001,79.830001999999993,46.951946999999997,3.2140330000000001,16.951167999999999,2.2532960000000002,0.14089299999999999,0,114.418629,0,0,0,7.7978839999999998,392.047732,15.426214999999999,1.365029,0.96707399999999999,2827.210998,134.698228,802.11952599999995,1.8652770000000001,2.601429,11.506636]
["Downstream samp",1.303175,84.682562000000004,1.395011,5.3639789999999996,0,2.0992479999999998,414.95288499999998,367.36981100000003,1933.843091,79.497271999999995,46.859084000000003,3.2134520000000002,17.061786000000001,2.2678069999999999,0.140851,0,114.404,0,0,0,7.8047829999999996,391.80883799999998,15.429378,1.363648,0.96526800000000001,2826.224048,134.194547,799.38448200000005,1.857208,2.5965720000000001,11.652443]
["Downstream samp",1.166056,84.683291999999994,1.3870899999999999,5.4107139999999996,0,2.0945109999999998,413.23350699999997,366.26256999999998,1935.6455109999999,79.167057999999997,46.766387999999999,3.2129089999999998,17.170558,2.282063,0.14081199999999999,0,114.389562,0,0,0,7.8115050000000004,391.60515299999997,15.432983999999999,1.362304,0.96347000000000005,2825.2383970000001,133.69203899999999,796.66663500000004,1.8491930000000001,2.5917340000000002,11.795109999999999]
["Downstream samp",1.0289360000000001,84.684042000000005,1.3792169999999999,5.4550669999999997,0,2.089785,411.526951,365.15777300000002,1937.4550770000001,78.839327999999995,46.674176000000003,3.2124030000000001,17.277509999999999,2.296068,0.14077600000000001,0,114.375311,0,0,0,7.8180509999999996,391.43150200000002,15.43657,1.3609579999999999,0.96167800000000003,2824.2542760000001,133.191339,793.96223299999997,1.841234,2.5869140000000002,11.934824000000001]
["               ",0.480188,84.714687999999995,1.328552,5.5961639999999999,0,2.0612970000000002,400.96614399999999,358.05642999999998,1949.414389,76.821850999999995,45.877648000000001,3.2187429999999999,17.961887000000001,2.3848739999999999,0.143396,0,114.317854,0,0,0,7.8445600000000004,390.481964,15.462653,1.3502940000000001,0.95238999999999996,2817.6512520000001,129.79627500000001,776.98446100000001,1.793822,2.561928,12.42244]
["Terminus       ",0,84.714687999999995,1.328552,5.5961639999999999,0,2.0612970000000002,400.96614399999999,358.05642999999998,1949.414389,76.821850999999995,45.877648000000001,3.2187429999999999,17.961887000000001,2.3848739999999999,0.143396,0,114.317854,0,0,0,7.8445600000000004,390.481964,15.462653,1.3502940000000001,0.95238999999999996,2817.6512520000001,129.79627500000001,776.98446100000001,1.793822,2.561928,12.42244]

{"sheet":"WQMax Plot Data","index":101,"n_rows":60,"n_cols":64,"rows_kept":60,"cut":false,"hidden":false,"merged":[]}
["QUAL2K"]
["Stream Water Quality Model"]
["Lick Creek (8/18/2019)"]
["Constituent Summary"]
[]
[]
["Reach","Distance","cond (umhos)","ISS (mgD/L)","DO(mgO2/L)","CBODs (mgO2/L)","CBODf (mgO2/L)","No(ugN/L)","NH4(ugN/L)","NO3(ugN/L)","Po (ugP/L)","Inorg P (ugP/L)","Phyto (ug/L)","QNp (ugN/mgA)","QPp (ugP/mgA)","Detritus (mgD/L)","Pathogen","Alk","Constituent i","Constituent ii","Constituent iii","pH","Bot Alg","QNb","QPb","TOC","TN","TP","TKN","TSS","CBODu","NH3","Distance","Maximum","Maximum","Maximum","Maximum","Maximum","Maximum","Maximum","Maximum","Maximum","Maximum","Maximum","Maximum","Maximum","Maximum","Maximum","Maximum","Maximum","Maximum","Maximum","Maximum","Maximum","Maximum","Maximum","Maximum","Maximum","Maximum","Maximum","Maximum","CBODu","TOC","Maximum"]
["Label","x(km)","Max","Max","Max","Max","Max","Max","Max","Max","Max","Max","Max","Max","Max","Max","Max","Max","Max","Max","Max","Max","Max","Max","Max","Max","Max","Max","Max","Max","Max","Max","km","cond-data","ISS-data","DO-data","CBODs-data","CBODf-data","No-data","NH4-data","NO3-data","Po-data","Inorg P-data","Phyto-data","Detritus-data","Pathogen-data","Alk-data","Constituent i","Constituent ii","Constituent iii","pH-data","Bot Alg (mgA/m^2)","TN-data","TP-data","TSS-data","NH3","%sat-data","SOD-data","JNH4-data","JCH4-data","JInorg P-data","mgO2/L","mgC/L","TKN"]
["Mainstem headwa",17.496908999999999,228.39375000000001,2.90625,6,0,1.453125,0,96.875,213.125,0,52.3125,22.862500000000001,0,0,1.9375,0,116,0,0,0,7.89,0,0,0,2.229695,310,52.3125,96.875,7.13,5.9978800000000003,3.4940570000000002]
["Mainstream Head",17.448218000000001,228.36488800000001,2.7979980000000002,6.9079059999999997,0,1.4087449999999999,0,72.968305999999998,200.976451,0,46.679223999999998,22.131212000000001,4.2530409999999996,0.62880999999999998,1.878887,0,116.009711,0,0,0,8.0437799999999999,371.83788700000002,2.9137909999999998,0.337559,2.1604999999999999,278.05124499999999,47.286850000000001,77.221345999999997,6.8900059999999996,5.8117450000000002,3.8578830000000002]
["Mainstream Head",17.350836999999999,228.35530299999999,2.6913450000000001,7.2299499999999997,0,1.364768,0,52.764612999999997,187.899766,0,41.420824000000003,21.406610000000001,8.1029809999999998,1.2020550000000001,1.820738,0,116.01992799999999,0,0,0,8.1052400000000002,374.491129,2.9592809999999998,0.33707700000000002,2.0919080000000001,248.46948499999999,42.597622000000001,60.867593999999997,6.6527440000000002,5.6272339999999996,3.2105649999999999]
["Mainstream Head",17.253454999999999,228.34687700000001,2.594087,7.5020530000000001,0,1.3251839999999999,0,37.247999999999998,174.29625999999999,0,36.633018,20.751342000000001,11.646891,1.7339469999999999,1.7683960000000001,0,116.029751,0,0,0,8.1648289999999992,376.37438200000003,3.0110160000000001,0.33552199999999999,2.030046,221.77417,38.347405000000002,48.894889999999997,6.4376170000000004,5.4608220000000003,2.6072220000000002]
["Mainstream Head",17.156072999999999,119.225241,3.6985739999999998,6.9660919999999997,0,4.0168280000000003,953.12021400000003,733.64529700000003,2241.875274,190.624043,66.174468000000005,10.612287999999999,8.0007149999999996,1.1460950000000001,0.90557900000000002,0,132.24669499999999,0,0,0,7.4325369999999999,508.75102500000003,19.700939000000002,1.707824,2.2799680000000002,3935.9465110000001,257.87509799999998,1694.766226,5.6653820000000001,6.133114,11.971069999999999]
["Mainstream Head",17.058691,119.222787,3.6631689999999999,7.1316490000000003,0,4.0009490000000003,950.52646800000002,731.44417899999996,2243.144734,190.10529399999999,65.540456000000006,10.459447000000001,9.6053840000000008,1.3512930000000001,0.89329400000000003,0,132.23275599999999,0,0,0,7.4637570000000002,510.54661099999998,19.695664000000001,1.7074400000000001,2.2630370000000002,3934.0240779999999,256.92559,1691.5760310000001,5.6024079999999996,6.0875709999999996,12.948772999999999]
["               ",16.960699999999999,119.22013,3.6293959999999998,7.2512410000000003,0,3.9850270000000001,947.81842900000004,729.184213,2244.74197,189.56368599999999,65.034469000000001,10.306649,11.028316999999999,1.5344340000000001,0.88098100000000001,0,132.21982299999999,0,0,0,7.4858989999999999,440.57643999999999,19.744810999999999,1.712887,2.2460810000000002,3931.7888589999998,256.04777300000001,1688.0309580000001,5.5410409999999999,6.0419580000000002,13.664778]
["               ",16.862100999999999,119.217658,3.5948579999999999,7.363035,0,3.9686889999999999,945.12653899999998,727.05303100000003,2246.2873949999998,189.025308,64.543505999999994,10.148118,12.242549,1.691457,0.86804099999999995,0,132.20689200000001,0,0,0,7.5084749999999998,441.59744499999999,19.748712999999999,1.7144569999999999,2.2284899999999999,3929.455931,255.16037299999999,1684.4221190000001,5.4777110000000002,5.9946390000000003,14.431172999999999]
["               ",16.763501999999999,119.215355,3.5608819999999999,7.4727240000000004,0,3.9525760000000001,942.45069799999999,725.21480799999995,2247.8627620000002,188.49014,64.093209000000002,9.9937450000000005,13.343204,1.833672,0.85533099999999995,0,132.193952,0,0,0,7.5315120000000002,442.60874699999999,19.752576000000001,1.7159930000000001,2.2112409999999998,3927.175585,254.290808,1681.0087100000001,5.4155870000000004,5.9482390000000001,15.25093]
["               ",16.664902999999999,119.21318100000001,3.52691,7.5766929999999997,0,3.9364180000000002,939.79059099999995,723.46593499999994,2249.4357949999999,187.95811800000001,63.727890000000002,9.8388860000000005,14.351502999999999,1.965535,0.84249399999999997,0,132.181006,0,0,0,7.5551259999999996,443.60801600000002,19.756345,1.71749,2.193905,3924.8778830000001,253.43748099999999,1677.6080280000001,5.3532919999999997,5.9016060000000001,16.127313000000001]
["               ",16.566303000000001,119.21111999999999,3.493859,7.6773439999999997,0,3.9203459999999999,937.14612,721.88269000000003,2251.1052639999998,187.429224,63.419193,9.6854879999999994,15.242610000000001,2.0821839999999998,0.82970600000000005,0,132.168058,0,0,0,7.5792339999999996,444.59394900000001,19.760155999999998,1.718961,2.1766800000000002,3923.196011,252.691315,1674.27142,5.2921139999999998,5.8552679999999997,17.062605999999999]
["               ",16.467704000000001,119.20915100000001,3.4668709999999998,7.773485,0,3.9072800000000001,934.51698599999997,720.42729599999996,2253.1975900000002,186.90339700000001,63.113396999999999,9.5775020000000008,16.038601,2.1863939999999999,0.82066300000000003,0,132.15509700000001,0,0,0,7.603726,445.56476400000003,19.763987,1.7204029999999999,2.1638860000000002,3921.5172189999998,251.93617599999999,1670.9828829999999,5.245285,5.8208520000000004,18.062322999999999]
["               ",16.369105000000001,119.207261,3.4394089999999999,7.8656629999999996,0,3.8943590000000001,931.90309600000001,719.579746,2255.2481280000002,186.380619,62.815779999999997,9.4733339999999995,16.748581000000001,2.2793269999999999,0.81199299999999996,0,132.14213000000001,0,0,0,7.6286079999999998,446.51855899999998,19.767752000000002,1.7218089999999999,2.1514479999999998,3919.7792979999999,251.17787799999999,1668.2314229999999,5.1987360000000002,5.7873939999999999,19.134878]
["               ",16.274857999999998,119.204718,3.4024800000000002,7.9725630000000001,0,3.8766799999999999,928.77637500000003,719.50991799999997,2257.421096,185.75527500000001,62.451191999999999,9.3141569999999998,17.498329999999999,2.3772920000000002,0.79859000000000002,0,132.12666200000001,0,0,0,7.6584979999999998,449.559867,19.771518,1.7232940000000001,2.1331470000000001,3917.4338590000002,250.23019500000001,1665.784623,5.1324860000000001,5.7381659999999997,20.505361000000001]
["               ",16.184964999999998,119.20219,3.3668170000000002,8.0710899999999999,0,3.8595839999999999,925.67115699999999,719.41095099999995,2259.6839799999998,185.134231,62.118898999999999,9.1639700000000008,18.177119000000001,2.46604,0.78589600000000004,0,132.11116699999999,0,0,0,7.6890210000000003,450.69126199999999,19.775777000000001,1.72478,2.115707,3915.185399,249.305691,1663.2592259999999,5.0691100000000002,5.6912520000000004,21.999559999999999]
["               ",16.095071000000001,119.19965000000001,3.3322720000000001,8.1645570000000003,0,3.843,922.58718499999998,719.287013,2262.0271769999999,184.517437,61.814884999999997,9.0214300000000005,18.794964,2.5468479999999998,0.77381599999999995,0,132.09567100000001,0,0,0,7.720186,451.79241300000001,19.780010000000001,1.7262230000000001,2.099008,3913.0213100000001,248.40162699999999,1660.669161,5.0082310000000003,5.646331,23.630436]
["               ",15.991296,119.197266,3.3028810000000002,8.1924220000000005,0,3.8278099999999999,919.67511100000002,718.57690700000001,2264.595507,183.935022,61.645147999999999,8.8916299999999993,19.34975,2.6194670000000002,0.76283500000000004,0,132.078371,0,0,0,7.7430139999999996,381.567927,19.843852999999999,1.733695,2.083777,3910.901343,247.65874600000001,1657.601768,4.9548779999999999,5.6053600000000001,24.838170999999999]
["               ",15.873640999999999,119.19488699999999,3.2742619999999998,8.2188669999999995,0,3.8129740000000001,916.78089299999999,717.86102900000003,2267.2080989999999,183.356179,61.491638000000002,8.7672179999999997,19.858962999999999,2.6861459999999999,0.75228799999999996,0,132.06112300000001,0,0,0,7.7659229999999999,381.94156199999998,19.854654,1.7365189999999999,2.0690659999999998,3908.8288910000001,246.92753099999999,1654.5008849999999,4.9032720000000003,5.5657889999999997,26.10858]
["               ",15.765528,119.19403200000001,3.2540279999999999,8.2395370000000003,0,3.803369,914.63291200000003,717.43042400000002,2269.2060900000001,182.926582,61.371237000000001,8.7013870000000004,20.276374000000001,2.741025,0.74661,0,132.048992,0,0,0,7.7839349999999996,517.31989299999998,19.753440999999999,1.7285489999999999,2.0605910000000001,3907.3283310000002,246.33495300000001,1652.33971,4.8707760000000002,5.5429899999999996,27.271364999999999]
["               ",15.666957999999999,119.19291699999999,3.231989,8.2590389999999996,0,3.792665,912.494685,716.99122399999999,2271.0884070000002,182.49893700000001,61.272312999999997,8.6183840000000007,20.690538,2.7958020000000001,0.73944100000000001,0,132.03684999999999,0,0,0,7.8020160000000001,518.47486700000002,19.749566000000002,1.7290410000000001,2.0504250000000002,3906.214598,245.82543200000001,1650.1764479999999,4.8332689999999996,5.5156419999999997,28.485327999999999]
["               ",15.568388000000001,119.191532,3.215665,8.2773299999999992,0,3.7843,910.36607200000003,716.54282899999998,2273.3940849999999,182.07321400000001,61.154792,8.5682329999999993,21.038430000000002,2.8416079999999999,0.73507800000000001,0,132.02470500000001,0,0,0,7.820214,519.61009100000001,19.745630999999999,1.7295100000000001,2.0435629999999998,3905.0773039999999,245.289198,1647.9473310000001,4.8075659999999996,5.4971860000000001,29.758464]
["               ",15.469818999999999,119.190164,3.1972770000000001,8.2944449999999996,0,3.7755459999999998,908.24681799999996,716.08224299999995,2275.5481100000002,181.64936399999999,61.037827,8.5162639999999996,21.348569000000001,2.8821919999999999,0.73054699999999995,0,132.012565,0,0,0,7.8383960000000004,520.724692,19.741624999999999,1.729956,2.0364179999999998,3903.7412159999999,244.727011,1645.6776299999999,4.7794499999999998,5.4779640000000001,31.08764]
["               ",15.371249000000001,119.189314,3.1769630000000002,8.3106539999999995,0,3.7657080000000001,906.13690799999995,715.61127899999997,2277.5602699999999,181.22738200000001,60.970148000000002,8.4473219999999998,21.73152,2.9329459999999998,0.72454700000000005,0,132.00041200000001,0,0,0,7.8566779999999996,521.81849799999998,19.737582,1.7303809999999999,2.027603,3902.4612099999999,244.19845100000001,1643.479707,4.7462419999999996,5.4542520000000003,32.470832000000001]
["               ",15.272679,119.188168,3.158792,8.3260170000000002,0,3.7561270000000002,904.03634999999997,715.13193200000001,2279.7452360000002,180.80726999999999,60.885024000000001,8.3777259999999991,22.050927000000001,2.9750939999999999,0.71850000000000003,0,131.988247,0,0,0,7.8749789999999997,522.89119200000005,19.733498000000001,1.7307870000000001,2.0188389999999998,3901.4632459999998,243.68761900000001,1641.21921,4.7150639999999999,5.4306760000000001,33.907311999999997]
["               ",15.174110000000001,119.186718,3.1420189999999999,8.3402580000000004,0,3.748113,901.94537700000001,714.63923499999999,2282.0385569999999,180.38907499999999,60.784202000000001,8.3378479999999993,22.308790999999999,3.0089079999999999,0.71497200000000005,0,131.97608199999999,0,0,0,7.8932950000000002,523.94250699999998,19.729375000000001,1.7311730000000001,2.0128529999999998,3900.270109,243.15146200000001,1638.893403,4.6907759999999996,5.4145760000000003,35.403699000000003]
["               ",14.647544999999999,118.996746,2.7040730000000002,8.4359590000000004,0,3.5102609999999999,876.21729600000003,705.98263999999995,2294.2648770000001,175.243459,58.695799000000001,5.6249459999999996,17.264804999999999,2.3203830000000001,0.48148800000000003,0,131.81771699999999,0,0,0,8.0661559999999994,554.62442899999996,19.619009999999999,1.7279709999999999,1.722523,3866.3994130000001,234.12527800000001,1599.464741,3.7480560000000001,4.6335860000000002,53.720277000000003]
["               ",13.680930999999999,118.887738,2.4871629999999998,8.4878999999999998,0,3.386196,856.77215200000001,698.07653100000005,2313.832617,171.35443000000001,58.488393000000002,4.4791220000000003,15.373948,2.0630679999999999,0.38245800000000002,0,131.69151199999999,0,0,0,8.1959630000000008,538.31319399999995,19.597239999999999,1.732332,1.590957,3849.8768559999999,228.732293,1570.222632,3.3175340000000002,4.2796750000000001,71.706536]
["               ",12.454285,108.397896,2.37338,8.4673649999999991,0,3.0205950000000001,759.10094100000003,626.31314299999997,2168.4866059999999,150.70806099999999,55.571629000000001,4.2871110000000003,13.223954000000001,1.768529,0.30309700000000001,0,130.0241,0,0,0,8.3696780000000004,565.30816000000004,19.322002999999999,1.729106,1.415621,3522.5491179999999,204.81075000000001,1398.6380369999999,3.1051880000000001,3.80802,96.127893]
["Tatum Creek Con",11.40245,108.352036,2.2638699999999998,8.4511900000000004,0,2.9643519999999999,744.72314700000004,618.21154200000001,2190.5717330000002,147.788048,55.715063999999998,4.0563989999999999,13.797288999999999,1.84399,0.28424500000000003,0,129.91080299999999,0,0,0,8.4501709999999992,572.17536299999995,19.254788000000001,1.717395,1.3779429999999999,3514.9418310000001,200.916101,1376.731978,2.9537550000000001,3.7066680000000001,113.563292]
["               ",10.553305,108.24714899999999,2.1262859999999999,8.3116339999999997,0,2.8834900000000001,724.23787600000003,605.23037099999999,2223.9935660000001,143.65668299999999,56.424993999999998,3.711881,14.087782000000001,1.8821460000000001,0.25705299999999998,0,129.73137500000001,0,0,0,8.5298669999999994,542.68329900000003,19.277581000000001,1.71865,1.323226,3503.4433410000001,196.02609100000001,1343.5560290000001,2.7545280000000001,3.5594779999999999,129.76083299999999]
["               ",9.7872129999999995,100.95002700000001,2.33121,8.3253620000000002,0,2.7550530000000002,684.513015,562.24522999999999,2100.4257790000001,133.27617100000001,56.901958,5.5655609999999998,14.652922,1.9575009999999999,0.28353299999999998,0,127.542627,0,0,0,8.5478850000000008,526.10048099999995,19.191555999999999,1.7345680000000001,1.3602190000000001,3296.2056819999998,189.43811600000001,1261.4111680000001,3.1712989999999999,3.658989,124.73231]
["Dog Creek Confl",9.1755650000000006,100.887781,2.2426569999999999,8.3142499999999995,0,2.7155909999999999,669.57194800000002,551.13742999999999,2126.0934400000001,130.29188500000001,57.298862,5.3756079999999997,16.639125,2.223258,0.28028900000000001,0,127.399867,0,0,0,8.5796559999999999,520.60049300000003,19.20018,1.7355,1.3366530000000001,3288.4503770000001,186.038533,1237.3485029999999,3.0605069999999999,3.5955979999999998,128.96379200000001]
["               ",8.1787469999999995,99.230006000000003,2.3092869999999999,8.330311,0,2.6323840000000001,634.82759699999997,525.18014700000003,2133.3501689999998,123.38332,57.670318000000002,5.2057460000000004,18.718304,2.5022220000000002,0.33958899999999997,0,126.170918,0,0,0,8.6227929999999997,510.69026100000002,19.204180999999998,1.739981,1.3226469999999999,3226.190865,179.02950100000001,1178.726048,3.169451,3.5579209999999999,131.052244]
["Fort Cooper Cre",7.3742530000000004,88.603012000000007,2.6480260000000002,8.297269,0,2.5437690000000002,569.04585799999995,472.64934899999997,1924.8532379999999,109.69861400000001,63.757902000000001,6.3382940000000003,17.403302,2.3277399999999999,0.50029900000000005,0,119.701926,0,0,0,8.5891850000000005,517.55056000000002,19.040033999999999,1.7645390000000001,1.3992899999999999,2909.3755849999998,172.440327,1059.098508,3.7821539999999998,3.7640910000000001,111.617938]
["               ",6.7269769999999998,88.54307,2.5285639999999998,8.2932550000000003,0,2.5015339999999999,554.599155,461.31822499999998,1945.3193920000001,106.962048,61.834941999999998,6.1246119999999999,20.151996,2.6985220000000001,0.49451400000000001,0,119.54179999999999,0,0,0,8.6163550000000004,512.98015299999997,19.049413000000001,1.7524059999999999,1.3727279999999999,2899.5001219999999,167.67737099999999,1036.0693759999999,3.6355390000000001,3.6926389999999998,113.237729]
["Hassell Creek C",5.826581,88.462203000000002,2.3891179999999999,8.2318719999999992,0,2.4529920000000001,537.62592199999995,448.36942099999999,1966.9383660000001,103.759001,59.514955999999998,5.86083,22.561146000000001,3.021836,0.48716900000000002,0,119.34625800000001,0,0,0,8.6425210000000003,505.25500799999998,19.095385,1.740049,1.3411930000000001,2887.4327910000002,162.034671,1008.5564890000001,3.4623699999999999,3.6078100000000002,113.73319499999999]
["               ",5.1432209999999996,88.437790000000007,2.3048769999999998,8.2315260000000006,0,2.4261910000000002,527.87606300000004,441.16627299999999,1977.964303,101.923855,57.755868999999997,5.7390569999999999,23.840197,3.1928770000000002,0.48407800000000001,0,119.257806,0,0,0,8.6643340000000002,517.53014299999995,19.094915,1.726075,1.3251230000000001,2879.8508280000001,158.46223800000001,992.88253299999997,3.3628610000000001,3.5645820000000001,115.631359]
["               ",4.4848480000000004,88.415724999999995,2.2440530000000001,8.3053030000000003,0,2.4026260000000002,519.06000400000005,434.56651099999999,1988.7529919999999,100.265861,56.801645999999998,5.6335740000000003,24.924064000000001,3.3374489999999999,0.48124699999999998,0,119.176334,0,0,0,8.6818899999999992,494.96738099999999,19.128091000000001,1.7224330000000001,1.3110109999999999,2874.2466429999999,155.87594899999999,978.55057799999997,3.2886579999999999,3.526621,116.903927]
["               ",3.895797,88.406982999999997,2.2100170000000001,8.3193389999999994,0,2.3883350000000001,513.59414900000002,430.37781699999999,1995.7180659999999,99.237543000000002,56.336613999999997,5.5750999999999999,25.588374000000002,3.4262350000000001,0.479765,0,119.130413,0,0,0,8.6870250000000002,491.12455899999998,19.140723999999999,1.7204710000000001,1.302767,2871.0652279999999,154.41633899999999,969.56034,3.2472910000000001,3.5044420000000001,116.346811]
["               ",3.549671,88.398326999999995,2.1764809999999999,8.3325150000000008,0,2.3742190000000001,508.16231800000003,426.21293100000003,2002.4681969999999,98.214884999999995,55.878942000000002,5.5179410000000004,26.208065000000001,3.5086219999999999,0.47830800000000001,0,119.085442,0,0,0,8.6913400000000003,489.02265599999998,19.153117000000002,1.718467,1.2946500000000001,2867.9251939999999,152.97714300000001,960.58331499999997,3.2065839999999999,3.4826090000000001,115.621723]
["               ",3.2035439999999999,88.389826999999997,2.1435059999999999,8.3448539999999998,0,2.360274,502.75832700000001,422.07166999999998,2009.026828,97.196861999999996,55.427900000000001,5.4620930000000003,26.784382999999998,3.5854750000000002,0.47685300000000003,0,119.04106400000001,0,0,0,8.6948919999999994,487.00118199999997,19.166308000000001,1.71651,1.2866500000000001,2864.8169699999999,151.55729199999999,951.61437999999998,3.166569,3.46109,114.74269200000001]
["               ",2.857418,88.381314000000003,2.1110479999999998,8.3563530000000004,0,2.3465060000000002,497.37781699999999,417.95221299999997,2015.395064,96.182529000000002,54.982996,5.4077089999999997,27.323013,3.6569769999999999,0.475408,0,118.99710899999999,0,0,0,8.6977159999999998,485.077067,19.179822000000001,1.7145539999999999,1.2787790000000001,2861.7492050000001,150.15569600000001,942.65304300000003,3.127227,3.4399139999999999,113.721181]
["               ",2.5112909999999999,88.372788,2.0790660000000001,8.3670410000000004,0,2.332938,492.016886,413.85268200000002,2021.577931,95.171104999999997,54.543514999999999,5.3544609999999997,27.827024000000002,3.7238920000000002,0.47398299999999999,0,118.953552,0,0,0,8.6999669999999991,483.26756999999998,19.193801000000001,1.712609,1.2710349999999999,2858.7168729999999,148.76925,933.69659200000001,3.088495,3.4190839999999998,112.595967]
["               ",2.165165,88.364248000000003,2.047641,8.3770740000000004,0,2.3195790000000001,486.67201699999998,409.77529399999997,2027.5969070000001,94.161964999999995,54.108773999999997,5.3022970000000003,28.297882000000001,3.7864230000000001,0.47256100000000001,0,118.91025399999999,0,0,0,8.7016410000000004,481.58384100000001,19.207594,1.7106159999999999,1.2634129999999999,2855.722585,147.394408,924.74519199999997,3.0504319999999998,3.3985810000000001,111.361009]
["               ",1.8190379999999999,88.355913999999999,2.01668,8.3862550000000002,0,2.3064049999999998,481.34000200000003,405.71678100000003,2033.4451369999999,93.154169999999993,53.678288000000002,5.2511720000000004,28.740780999999998,3.844738,0.47115000000000001,0,118.866838,0,0,0,8.7028210000000001,480.04060099999998,19.221899000000001,1.7086330000000001,1.2559070000000001,2852.7691599999998,146.02979500000001,915.79756299999997,3.012947,3.3783889999999999,110.03836]
["Downstream samp",1.577415,88.355056000000005,2.0049350000000001,8.3770620000000005,0,2.3022580000000001,479.63954999999999,404.454702,2035.092224,92.832127,53.437317,5.2368249999999996,28.885719000000002,3.8640059999999998,0.47081899999999999,0,118.85540399999999,0,0,0,8.7042830000000002,489.15197699999999,19.222379,1.7065170000000001,1.2536579999999999,2851.6751530000001,145.495721,912.97996999999998,2.9994360000000002,3.372341,109.823055]
["Downstream samp",1.4402950000000001,88.354315999999997,1.9932540000000001,8.3690449999999998,0,2.298146,477.93697100000003,403.19613500000003,2036.7315289999999,92.510445000000004,53.196826999999999,5.2225260000000002,29.027929,3.8828960000000001,0.470497,0,118.843923,0,0,0,8.7058040000000005,488.88683099999997,19.229603000000001,1.7049840000000001,1.2514289999999999,2850.5906369999998,144.96291400000001,910.16103499999997,2.9860039999999999,3.3663449999999999,109.620199]
["Downstream samp",1.303175,88.353584999999995,1.9816370000000001,8.3619599999999998,0,2.2940589999999998,476.23296599999998,401.94033100000001,2038.3670990000001,92.188387000000006,52.957099999999997,5.2082620000000004,29.167662,3.9014129999999998,0.47017500000000001,0,118.832396,0,0,0,8.707376,488.65098499999999,19.235831000000001,1.703363,1.2492110000000001,2849.5166199999999,144.431408,907.34096,2.9726379999999999,3.360376,109.42907099999999]
["Downstream samp",1.166056,88.352827000000005,1.970083,8.3557629999999996,0,2.2899940000000001,474.53012100000001,400.68994199999997,2039.993723,91.865765999999994,52.718044999999996,5.1940299999999997,29.305557,3.9195669999999998,0.46985199999999999,0,118.820824,0,0,0,8.7089920000000003,488.44801200000001,19.242324,1.7017610000000001,1.247001,2848.454757,143.90148300000001,904.525621,2.9593379999999998,3.3544330000000002,109.2495]
["Downstream samp",1.0289360000000001,88.352041999999997,1.958593,8.3506560000000007,0,2.2859530000000001,472.823669,399.44180399999999,2041.6113700000001,91.543604000000002,52.479562000000001,5.1798380000000002,29.440906999999999,3.9373640000000001,0.469528,0,118.809208,0,0,0,8.7106480000000008,488.27320800000001,19.248470000000001,1.7001269999999999,1.244801,2847.4021619999999,143.37333899999999,901.70638099999996,2.9461040000000001,3.348516,109.08104]
["               ",0.480188,88.317554000000001,1.875537,8.3780950000000001,0,2.258502,461.27191699999997,391.36622999999997,2050.8220970000002,89.349733999999998,50.701273999999998,5.0621770000000001,30.057231999999999,4.0170089999999998,0.46567199999999997,0,118.702944,0,0,0,8.7263680000000008,486.85539599999998,19.277403,1.685859,1.2283470000000001,2839.591394,139.62449000000001,882.695379,2.847426,3.3042549999999999,109.06858200000001]
["Terminus       ",0,88.317554000000001,1.875537,8.3780950000000001,0,2.258502,461.27191699999997,391.36622999999997,2050.8220970000002,89.349733999999998,50.701273999999998,5.0621770000000001,30.057231999999999,4.0170089999999998,0.46567199999999997,0,118.702944,0,0,0,8.7263680000000008,486.85539599999998,19.277403,1.685859,1.2283470000000001,2839.591394,139.62449000000001,882.695379,2.847426,3.3042549999999999,109.06858200000001]

{"sheet":"Sediment Flux Plot Data","index":102,"n_rows":58,"n_cols":11,"rows_kept":58,"cut":false,"hidden":false,"merged":[]}
["QUAL2K"]
["Stream Water Quality Model"]
["Lick Creek (8/18/2019)"]
["Sediment Flux Plot Data"]
[]
[]
["Reach","Distance","SOD","Sed Flux CH4","Sed Flux NH4","Sed Flux Inorg P","Sed Flux NO3","Prescribed SOD","Prescribed CH4 flux","Prescribed NH4 flux","Prescribed Inorg P flux"]
["Label","x(km)","gO2/m^2/d","gO2/m^2/d","mgN/m^2/d","mgP/m^2/d","mgN/m^2/d","gO2/m2/d","gO2/m2/d","mgN/m2/d","mgP/m2/d"]
["Mainstream Head",17.448218000000001,3,0,0,1.3101E-2,0,3,0,0,0]
["Mainstream Head",17.350836999999999,3,0,0,2.5003999999999998E-2,0,3,0,0,0]
["Mainstream Head",17.253454999999999,3,0,0,3.5734000000000002E-2,0,3,0,0,0]
["Mainstream Head",17.156072999999999,3.8072180000000002,-0.42007699999999998,0.63763700000000001,12.258571999999999,-110.390855,3,0,0,0]
["Mainstream Head",17.058691,3.8043999999999998,-0.420427,1.094374,12.323319,-110.448713,3,0,0,0]
["               ",16.960699999999999,3.8019699999999998,-0.42143999999999998,1.6001909999999999,12.421021,-110.592315,3,0,0,0]
["               ",16.862100999999999,3.799518,-0.42231999999999997,2.083358,12.514994,-110.72778,3,0,0,0]
["               ",16.763501999999999,3.7970440000000001,-0.42307099999999997,2.5442040000000001,12.605251000000001,-110.855536,3,0,0,0]
["               ",16.664902999999999,3.7945509999999998,-0.42369699999999999,2.9830649999999999,12.691815,-110.976041,3,0,0,0]
["               ",16.566303000000001,3.7920410000000002,-0.42419899999999999,3.40029,12.774717000000001,-111.08978399999999,3,0,0,0]
["               ",16.467704000000001,3.7895159999999999,-0.42458400000000002,3.796233,12.854001,-111.197275,3,0,0,0]
["               ",16.369105000000001,3.786978,-0.42485299999999998,4.1712670000000003,12.929714000000001,-111.29902800000001,3,0,0,0]
["               ",16.274857999999998,3.7840259999999999,-0.42555999999999999,4.684876,13.027421,-111.428414,3,0,0,0]
["               ",16.184964999999998,3.7810630000000001,-0.42610700000000001,5.1678879999999996,13.120075,-111.550132,3,0,0,0]
["               ",16.095071000000001,3.7780909999999999,-0.42649999999999999,5.6209899999999999,13.207751999999999,-111.664895,3,0,0,0]
["               ",15.991296,3.774524,-0.42321900000000001,5.4207419999999997,13.214911000000001,-111.69354800000001,3,0,0,0]
["               ",15.873640999999999,3.7709980000000001,-0.41997800000000002,5.2215389999999999,13.220955999999999,-111.722083,3,0,0,0]
["               ",15.765528,3.7684030000000002,-0.41810700000000001,5.1849550000000004,13.230130000000001,-111.73833999999999,3,0,0,0]
["               ",15.666957999999999,3.7658239999999998,-0.41623199999999999,5.1451229999999999,13.238172,-111.75446100000001,3,0,0,0]
["               ",15.568388000000001,3.763261,-0.41435699999999998,5.1021669999999997,13.245106,-111.77046300000001,3,0,0,0]
["               ",15.469818999999999,3.7607149999999998,-0.41248000000000001,5.0562110000000002,13.250956,-111.786356,3,0,0,0]
["               ",15.371249000000001,3.7581859999999998,-0.41060200000000002,5.0073780000000001,13.255743000000001,-111.802144,3,0,0,0]
["               ",15.272679,3.7556720000000001,-0.408725,4.9557869999999999,13.259491000000001,-111.817829,3,0,0,0]
["               ",15.174110000000001,3.7531750000000001,-0.40684799999999999,4.9015589999999998,13.262219999999999,-111.833405,3,0,0,0]
["               ",14.647544999999999,3.7260650000000002,-0.39432600000000001,5.7237239999999998,13.464525,-112.528831,3,0,0,0]
["               ",13.680930999999999,3.7057289999999998,-0.37940600000000002,5.10128,13.462555,-113.07100699999999,3,0,0,0]
["               ",12.454285,3.6518760000000001,-0.33809,-0.36937999999999999,14.35234,-106.341967,3,0,0,0]
["Tatum Creek Con",11.40245,3.637362,-0.32523600000000003,-1.467984,13.990780000000001,-107.114329,3,0,0,0]
["               ",10.553305,3.61551,-0.29414699999999999,-5.7077349999999996,13.187771,-108.126268,3,0,0,0]
["               ",9.7872129999999995,3.595952,-0.28267500000000001,-6.4339130000000004,14.337942999999999,-102.60309599999999,3,0,0,0]
["Dog Creek Confl",9.1755650000000006,3.5882329999999998,-0.27886699999999998,-7.2780930000000001,14.388119,-105.432633,3,0,0,0]
["               ",8.1787469999999995,3.5721280000000002,-0.274536,-8.4976830000000003,15.012377000000001,-109.354201,3,0,0,0]
["Fort Cooper Cre",7.3742530000000004,3.5368590000000002,-0.25037900000000002,-11.10271,16.664024000000001,-97.762292000000002,3,0,0,0]
["               ",6.7269769999999998,3.5254539999999999,-0.242231,-12.135028999999999,16.272897,-100.640952,3,0,0,0]
["Hassell Creek C",5.826581,3.5010059999999998,-0.21831100000000001,-14.117061,15.209543999999999,-102.02567999999999,3,0,0,0]
["               ",5.1432209999999996,3.4863599999999999,-0.206182,-14.712567,14.580149,-102.35057,3,0,0,0]
["               ",4.4848480000000004,3.4784039999999998,-0.20208599999999999,-14.934993,14.445152999999999,-103.90042,3,0,0,0]
["               ",3.895797,3.473786,-0.19994600000000001,-15.053005000000001,14.407066,-104.96593900000001,3,0,0,0]
["               ",3.549671,3.468906,-0.197544,-15.161246999999999,14.361044,-105.94131899999999,3,0,0,0]
["               ",3.2035439999999999,3.4637389999999999,-0.194859,-15.257766999999999,14.306305999999999,-106.81161,3,0,0,0]
["               ",2.857418,3.4582649999999999,-0.19187599999999999,-15.341029000000001,14.242100000000001,-107.562827,3,0,0,0]
["               ",2.5112909999999999,3.4524710000000001,-0.188586,-15.409799,14.167749000000001,-108.18226,3,0,0,0]
["               ",2.165165,3.4463530000000002,-0.18498700000000001,-15.462880999999999,14.082666,-108.65854299999999,3,0,0,0]
["               ",1.8190379999999999,3.4402240000000002,-0.18126999999999999,-15.493994000000001,13.986558,-109.02639600000001,3,0,0,0]
["Downstream samp",1.577415,3.435241,-0.17691100000000001,-15.544523,13.799125999999999,-108.2907,3,0,0,0]
["Downstream samp",1.4402950000000001,3.4303889999999999,-0.17278499999999999,-15.571451,13.620849,-107.555483,3,0,0,0]
["Downstream samp",1.303175,3.4256660000000001,-0.16887199999999999,-15.577959,13.450996999999999,-106.822487,3,0,0,0]
["Downstream samp",1.166056,3.4210669999999999,-0.165158,-15.566848,13.288924,-106.09324700000001,3,0,0,0]
["Downstream samp",1.0289360000000001,3.4165909999999999,-0.16162799999999999,-15.540565000000001,13.134043,-105.36909799999999,3,0,0,0]
["               ",0.480188,3.3942109999999999,-0.14619499999999999,-15.144351,12.400157999999999,-102.104941,3,0,0,0]

{"sheet":"Plot Summary","index":103,"n_rows":9,"n_cols":2,"rows_kept":9,"cut":false,"hidden":false,"merged":[]}
[]
[]
[]
[]
[]
["Total Tributary",1]
[]
["Tributary Name","Total Elements"]
["Mainstem - Mainstem headwater",50]

{"sheet":"Read Me","index":104,"n_rows":0,"n_cols":0,"rows_kept":0,"cut":false,"hidden":false,"merged":[]}